F0100048 | 2016-03-01 | STALIF TT | 전규격 | 1EA | - | SURGICRAFT | PEEK-OPTIMA 등 | 우리들생명과학
F0100072 | 2016-05-01 | BOOMERANG VERTE-STACK SPINAL SYSTEM | 전규격 | 1EA | - | WARSAW ORTHOPEDIC, INC | PEEK | 메드트로닉코리아
F0100087 | 2020-02-01 | BROS ALIF CAGE | 전규격 | 1EA | - | BY ONE CO. GWANGJU BRANCH OFFICE | PEEK | (주)바이원 광주지점
F0100172 | 2020-06-01 | VERTE-STACK INTERBODY FUSION CAGE | 전규격 | 1EA | - | MEDTRONIC SOFAMOR DANEK GMBH | PEEK+TANTALUM MARKER | 메드트로닉코리아
F0100272 | 2015-09-01 | UNION IMPACTED FUSION DEVICE | 전규격 | 1EA | - | MEDTRONIC SOFAMOR DANEK DEGGENDORF GMBH | CFRP | 메드트로닉코리아
F0100398 | 2016-03-01 | SYNSTER ALIF Ⅱ CAGE | 전규격 | 1EA | - | BM KOREA | PEEK | 비엠코리아
F0100498 | 2015-07-01 | SYNSTER ALIF PLUS CAGE | 전규격 | 1EA | - | BM KOREA | PEEK | 비엠코리아
F0100598 | 2015-07-01 | SYNSTER PTLIF CAGE II | 전규격 | 1EA | - | BM KOREA | PEEK-OPTIMA LT1 | 비엠코리아
F0100698 | 2015-07-01 | TALON TLIF CAGE | 전규격 | 1EA | - | BM KOREA | PEEK | 비엠코리아
F0100798 | 2015-07-01 | SYNSTER PTLIF CAGE | 전규격 | 1EA | - | BM KOREA | PEEK | 비엠코리아
F0100898 | 2015-07-01 | SYNSTER PTLIF CAGEII | 전규격 | 1EA | - | BM KOREA | PEEK | 비엠코리아
F0100998 | 2015-07-01 | SYNSTER PTLIF CAGE III | 전규격 | 1EA | - | BM KOREA | PEEK | 비엠코리아
F0101008 | 2012-11-01 | TITANIUM MESH-CYLINDER | 14MM이하 | 1EA | - | DEPUY MOTECH | TITANIUM | 한국존슨앤드존슨메디칼
F0101013 | 2016-03-01 | CAGE CH | 전규격 | 1EA | - | SCIENT'X | TITANIUM | 이건메디칼
F0101015 | 2016-04-01 | TETRIS CAGE | 전규격 | 1EA | - | SIGNUS | TITANIUM | 경원메디칼
F0101022 | 2016-05-01 | ROTAFIX SPINAL CAGE | 전규격 | 1EA | - | CORIN SPINAL SYSTEMS | TITANIUM | 디와이메드
F0101031 | 2009-02-01 | SPINAL PLIF CAGE | 전규격 | 1EA | - | IMPLANTS INTERNATIONAL | TITANIUM | 서우통상
F0101044 | 2016-05-01 | THESIS | 전규격 | 1EA | - | SURGIVIEW-ETS SPINENETWORK | TITANIUM ALLOY | 에버그린코퍼레이션
F0101045 | 2016-03-01 | LG INTERBODY FUSION CAGE | 전규격 | 1EA | - | NEURO FRANCE IMPLANTS | TITANIUM | 우리들생명과학
F0101057 | 2019-12-01 | JPBIO PLIF SPINAL PEEK CAGE | 전규격 | 1EA | - | J.P BIOMED CO.,LTD. | PEEK, TITANIUM ALLOY | 제이피바이오메드(주)
F0101065 | 2019-09-01 | LUNA PLIF PEEK CAGE II | 전규격 | 1EA | - | BRANCH OF JMT | PEEK | 제이엠티 주식회사(지점)
F0101099 | 2016-12-01 | ZOE PLIF PEEK CAGE | 전규격 | 1EA | - | JIN SEO MEDITECH | PEEK | 진서메디텍
F0101102 | 2015-09-01 | RAMP CAGE | 전규격 | 1EA | - | WARSAW ORTHOPEDIC | TITANIUM ALLOY | 메드트로닉코리아
F0101108 | 2012-11-01 | TITANIUM MESH-CYLINDER | RECTANGULAR TRAPEZOID | 1EA | - | DEPUY MOTECH | TITANIUM | 한국존슨앤드존슨메디칼
F0101112 | 2020-05-01 | TELAMON | 전규격 | 1EA | - | MEDTRONIC SOFAMOR DANECK | TITANIUM | 메드트로닉코리아
F0101113 | 2016-03-01 | LUMBAR CAGE CC | 전규격 | 1EA | - | SCIENT'X | POLY ETHER KETONE | 이건메디칼
F0101157 | 2019-12-01 | JPBIO PLIF SPINAL PEEK CAGE II | 전규격 | 1EA | - | J.P BIOMED CO.,LTD. | PEEK, TITANIUM ALLOY | 제이피바이오메드(주)
F0101199 | 2016-12-01 | ZOE PLIF PEEK CAGE II | 전규격 | 1EA | - | JIN SEO MEDITECH | PEEK+TITANIUM ALLOY+TANTALUM MARKER | 진서메디텍
F0101218 | 2020-02-01 | RUDI PLIF CAGE | 전규격 | 1EA | - | BY ONE CO. GWANGJU BRANCH OFFICE | PEEK, TITANIUM 6Al-4V ELI | (주)바이원 광주지점
F0101257 | 2019-12-01 | JPBIO PLIF SPINAL PEEK CAGE Ⅲ | 전규격 | 1EA | - | J.P BIOMED CO.,LTD. | PEEK | 제이피바이오메드㈜
F0101318 | 2020-02-01 | ZEST PLIF CAGE | 전규격 | 1EA | - | BY ONE CO. GWANGJU BRANCH OFFICE | PEEK-OPTIMA LT1, TITANIUM 6Al-4V ELI | (주)바이원 광주지점
F0101372 | 2015-09-01 | BASIS INTERBODY SPACER | 전규격 | 1EA | - | WARSAW ORTHOPEDIC,INC | TITANIUM ALLOY | 메드트로닉코리아
F0101418 | 2020-02-01 | MARINE PLIF CAGE | 전규격 | 1EA | - | BY ONE CO. GWANGJU BRANCH OFFICE | PEEK | (주)바이원 광주지점
F0101442 | 2016-04-01 | 4CIS BAYONET CAGE | 전규격 | 1EA | - | SOLCO BIOMEDICAL | TITANIUM ALLOY | 솔고바이오메디칼
F0101596 | 2019-09-01 | LUNA PLIF PEEK CAGE | 전규격 | 1EA | - | BRANCH OF JMT | PEEK, TITANIUM ALLOY | 제이엠티(주)
F0101696 | 2019-09-01 | LUNA PLIF PEEK CAGE III | 전규격 | 1EA | - | BRANCH OF JMT | PEEK | 제이엠티 주식회사(지점)
F0101796 | 2019-09-01 | LUNA PLIF PEEK CAGE IV | 전규격 | 1EA | - | BRANCH OF JMT | PEEK, TANTALUM | 제이엠티(주)
F0103010 | 2016-04-01 | IMPLANT BAK | 전규격 | 1EA | - | ZIMMER SPINE-TECH | TITANIUM | 짐머코리아
F0103013 | 2013-08-01 | ANTELYS (SET) | 전규격 | 1EA | - | SCIENT'X | PEEK /TI 6AL 4V | 이건메디칼
F0103015 | 2016-04-01 | VARILIFT | 전규격 | 1EA | - | ASFI | TITANIUM | 경원메디칼
F0103101 | 2019-12-01 | STABILIS SYSTEM (SET) | 전규격 | 1EA | - | STRYKER SPINE, INC | TITANIUM ALLOY | 한국스트라이커
F0104001 | 2011-01-01 | MODUL'ICS SET | 16MM 이상 | 1EA | - | STRYKER SPINE | TITANIUM ALLOY | 한국스트라이커
F0104002 | 2011-01-01 | PYRAMESH ROUND TYPE | 16MM 이하 | 1EA | - | MEDTRONIC SOFAMOR DANEK | TITANIUM | 메드트로닉코리아
F0104003 | 2011-01-01 | SYNEX | 18MM 이상 | 1EA | - | MATHYS MEDICAL LTD. | TITANIUM ALLOY | 신테스코리아
F0104008 | 2011-01-01 | TITANIUM MESH-CYLINDER | 16MM 이상 | 1EA | - | DEPUY MOTECH | TITANIUM | 한국존슨앤드존슨메디칼
F0104012 | 2011-01-01 | PYRAMESH ROUND TYPE | 19MM 이상 | 1EA | - | MEDTRONIC SOFAMOR DANEK | TITANIUM | 메드트로닉코리아
F0104042 | 2016-04-01 | SOLCO 4CIS MODULAR INTERVERTEBRAL CAGE | 16MM이하(SYSTEM1) | 1EA | - | SOLCO BIOMEDICAL | TITANIUM | 솔고바이오메디칼
F0104072 | 2020-06-01 | VERTE-STACK VERTEBRAL BODY | 전규격 | 1EA | - | MEDTRONIC SOFAMOR DANEK GMBH | PEEK+TANTALUM MARKER | 메드트로닉코리아
F0104101 | 2011-01-01 | VLIFT SYSTEM | 18MM 이상 | 1EA | - | STRYKER SPINE SAS | TI6AL4V | 한국스트라이커
F0104103 | 2011-01-01 | SYNEX-Ⅱ | 14MM | 1EA | - | SYNTHES GMBH | TITANIUM | 신테스코리아
F0104108 | 2011-01-01 | TITANIUM MESH-CYLINDER | OVAL TYPE | 1EA | - | DEPUY MOTECH | TITANIUM | 한국존슨앤드존슨메디칼
F0104142 | 2016-04-01 | SOLCO 4CIS MODULAR INTERVERTEBRAL CAGE | 19MM이상(SYSTEM2) | 1EA | - | SOLCO BIOMEDICAL | TITANIUM | 솔고바이오메디칼
F0104208 | 2012-11-01 | TITANIUM MESH-CYLINDER | 전규격 | 1EA | - | DEPUY MOTECH | TITANIUM | 한국존슨앤드존슨메디칼
F0104242 | 2016-04-01 | SOLCO 4CIS MODULAR INTERVERTEBRAL CAGE | 19MM이상(SYSTEM3) | 1EA | - | SOLCO BIOMEDICAL | TITANIUM | 솔고바이오메디칼
F0105057 | 2019-12-01 | JPBIO CERVICAL SPINAL PEEK CAGE | 전규격 | 1EA | - | J.P BIOMED CO.,LTD. | PEEK, TITANIUM ALLOY | 제이피바이오메드(주)
F0105065 | 2019-09-01 | LUNA CERVICAL PEEK CAGE II | 전규격 | 1EA | - | BRANCH OF JMT | PEEK | 제이엠티 주식회사(지점)
F0105068 | 2019-05-13 | LDR C CAGE & ANCHORING CLIP | 전규격 | 1EA | - | LDR MEDICAL | PEEK/TITANIUM ALLOY | 사이넥스
F0105081 | 2015-10-01 | IMPIX CERVICAL CAGE | 전규격 | 1EA | - | MEDICREA TECHNOLOGIES | PEEK/TITANE | 바이오임플란트테크놀로지
F0105087 | 2020-02-01 | FLOS CERVICAL CAGE | 전규격 | 1EA | - | BY ONE CO. GWANGJU BRANCH OFFICE | PEEK, TITANIUM 6Al-4V ELI | (주)바이원광주지점
F0105099 | 2016-12-01 | ZOE CERVICAL PEEK CAGE | 전규격 | 1EA | - | JIN SEO MEDITECH | PEEK | 진서메디텍
F0105157 | 2019-12-01 | JPBIO CERVICAL SPINAL PEEK CAGE II | 전규격 | 1EA | - | J.P BIOMED CO.,LTD. | PEEK, TITANIUM ALLOY | 제이피바이오메드(주)
F0105168 | 2019-05-13 | LDR C CAGE | 전규격 | 1EA | - | LDR MEDICAL | PEEK | 사이넥스
F0105172 | 2019-12-01 | PEEK PREVAIL SYSTEM | 전규격 | 1EA | - | MEDTRONIC SOFAMOR DANEK USA, INC | PEEK 등 | 메드트로닉코리아
F0105187 | 2020-02-01 | RUDI CERVICAL CAGE | 전규격 | 1EA | - | BY ONE CO. GWANGJU BRANCH OFFICE | PEEK, TITANIUM 6Al-4V ELI | (주)바이원 광주지점
F0105199 | 2016-12-01 | ZOE CERVICAL PEEK CAGE II | 전규격 | 1EA | - | JIN SEO MEDITECH | PEEK+TITANIUM ALLOY+TANTALUM MARKER | 진서메디텍
F0105257 | 2019-12-01 | JPBIO CERVICAL SPINAL PEEK CAGE Ⅲ | 전규격 | 1EA | - | J.P BIOMED CO.,LTD. | PEEK, TITANIUM ALLOY | 제이피바이오메드㈜
F0105496 | 2019-09-01 | LUNA CERVICAL PEEK CAGE | 전규격 | 1EA | - | BRANCH OF JMT | PEEK, TITANIUM ALLOY | 제이엠티(주)
F0105596 | 2019-09-01 | LUNA CERVICAL PEEK CAGE III | 전규격 | 1EA | - | BRANCH OF JMT | PEEK | 제이엠티 주식회사(지점)
F0105696 | 2019-09-01 | LUNA CERVICAL PEEK CAGE IV | 전규격 | 1EA | - | BRANCH OF JMT | PEEK, TANTALUM | 제이엠티(주)
F0106004 | 2011-01-01 | AETI CAGE | 전규격 | 1EA | - | ACROMED B.V | CARBON | 한국존슨앤드존슨메디칼
F0107002 | 2011-01-01 | LORDOTEC | 전규격 | 1EA | - | MEDTRONIC SOFAMOR DANEK | TITANIUM | 소파모아다넥코리아
F0108007 | 2008-12-01 | IVIS | 전규격 | 1EA | - | AESCULAP | TITANIUM ALLOY | 비브라운코리아
F0109007 | 2016-05-01 | CESPACE CERVICAL IMPLANT | 전규격 | 1EA | - | AESCULAP AG&CO.KG | TITANIUM ALLOY/PLASMAPORE COATING(PURE TITANIUM) | 비브라운코리아
F0109044 | 2016-05-01 | AMSLU CERVICAL ANTERIOR CAGE | 전규격 | 1EA | - | SURGIVIEW-ETS SPINENETWORK | TITANIUM ALLOY | 에버그린코퍼레이션
F0111001 | 2011-01-01 | END PLATE | 전규격 | 1EA | - | STRYKER SPINE | TITANIUM ALLOY | 한국스트라이커
F0111002 | 2011-01-01 | PYRAMESH END CAP | 전규격 | 1EA | - | MEDTRONIC SOFAMOR DANEK | TITANIUM | 메드트로닉코리아
F0111003 | 2011-01-01 | SYNMESH ROUND END RING | 전규격 | 1EA | - | SYNTHES GMBH | TITANIUM | 신테스코리아
F0111010 | 2016-04-01 | BAK END CAP | 전규격 | 1EA | - | ZIMMER SPINE-TECH | POLYETHYLENE(UHMWPE) | 짐머코리아
F0111103 | 2011-01-01 | SYNMESH OBLONG END RING | 전규격 | 1EA | - | SYNTHES GMBH | TITANIUM | 신테스코리아
F0111203 | 2011-01-01 | SYNMESH STANDARD RING | 전규격 | 1EA | - | SYNTHES GMBH | TITANIUM | 신테스코리아
F0112008 | 2011-01-01 | TITANIUM MESH END PLATE | 전규격 | 1EA | - | DEPUY MOTECH | TITANIUM | 한국존슨앤드존슨메디칼
F0113008 | 2011-01-01 | RING FOR USE WITH END PLATE | 전규격 | 1EA | - | DEPUY MOTECH | TITANIUM | 한국존슨앤드존슨메디칼
F0114003 | 2011-01-01 | SYNMESH LOCKING SCREW | 전규격 | 1EA | - | SYNTHES GMBH | TITANIUM | 신테스코리아
F0114008 | 2011-01-01 | TITANIUM SCREW FOR USE WITH RING | 전규격 | 1EA | - | DEPUY MOTECH | TITANIUM | 한국존슨앤드존슨메디칼
F0120015 | 2016-04-01 | VARIGRIP HOOK SET | 전규격 | SET | - | ASFI | TITANIUM | 경원메디칼
F0121022 | 2016-05-01 | DUOCAGE | 전규격 | 1EA | - | SBM SA | CERAMIC, POLYMER, β-TCP | 디와이메드
F0121081 | 2015-10-01 | IMPIX C＋ | 전규격 | 1EA | - | MEDICREA TECHNOLOGIES | PEEK +β-TCP | 바이오임플란트테크놀로지
F0204001 | 2011-07-01 | MODUL'ICS SET | 전규격 | 1EA | - | STRYKER SPINE | TITANIUM ALLOY | 한국스트라이커
F0301001 | 2011-01-01 | DEKOMPRESSOR PERCUTANEOUS LUMBAR DISCECTOMY PROBE | 전규격 | 1KIT | - | STRYKER INSTRUMENTS | STAINLESS STEEL 등 | 한국스트라이커
F0301018 | 2011-01-01 | NUCLEOTOME KIT |  | 1KIT | - | SURGICAL DYNAMICS | SST | 서림통상
F0301045 | 2011-01-01 | NUCLEOTOME PROBE KIT(23500,23535) | 전규격 | 1KIT | - | CLARUS MEDICAL LLC |  | 수도약품공업
F0301072 | 2011-01-01 | SPINE SHAVER NUCLEUS | 전규격 | 1KIT | - | MEDTRONC XOMED,INC | STAINLESS STEEL | 메드트로닉코리아
F0302014 | 2009-02-01 | LASE KIT |  | 1/2KIT | - | COHERENT | SILICA | 국제메디칼
F0302035 | 2009-11-01 | OMNIPULSE SPINE LASER FIBER TIP | 전규격 | 1/2KIT | - | TRIMEDYNE | OPTICAL FIBER | 세인메덱스
F0302114 | 2009-02-01 | DUOTOM | 전규격 | 1/3KIT | - | COHERENT MEDICAL GROUP | - | 국제메디칼
F0303002 | 2008-09-01 | INCLUSIVE ENDOSCOPE |  | 1/2KIT | - | MEDTRONIC SOFAMOR DANEK | STAINLESS STEEL | 메드트로닉코리아
F0303014 | 2008-09-01 | PERCSCOPE |  | 1/7KIT | - | COHERENT | STAINLESS STEEL | 국제메디칼
F0304014 | 2008-09-01 | INFRATOME | 전규격 | 1EA | - | COHERENT | - | 국제메디칼
F0304035 | 2008-09-01 | OMNI SWITCHTIP |  | 1EA | - | TRIMEDYNE | - | 세인메덱스
F0305014 | 2008-09-01 | SURGITOME | 전규격 | 1EA | - | COHERENT MEDICAL GROUP |  | 국제메디칼
F0401015 | 2011-01-01 | PEVERTY NEEDLE | 전규격 | 1EA | - | KYUNG WONMEDICAL | STAINLESS STEEL | 경원메디칼
F0401026 | 2011-01-01 | HCVP SET | 전규격 | 1EA | - | HAN CHANG, LTD | STAINLESS STEEL 등 | 한창기전
F0401029 | 2010-09-01 | TVP SET | 전규격 | 1EA | - | TAE YEON MEDICAL | 스텐레스강,알루미늄 | 태연메디칼
F0401040 | 2008-01-01 | MANAN ONCOLOGY NEEDLE | 전규격 | 1EA | - | MANAN MEDICAL | STAINLESS STEEL | 인프라메드코리아
F0401041 | 2011-01-01 | HMN-BP6 VPPN | 전규격 | 1EA | - | KOREA SAITO | S-S+PLASTIC | 코리아사이토
F0401043 | 2011-01-01 | MD TECH BONE NEEDLE | 전규격 | 1EA | - | MEDICAL DEVICE | STAINLESS STEEL | 카믹메드
F0401070 | 2011-01-01 | OTN(OSTEO THREAD NEEDLE) | 전규격 | 1SET | - | OK MEDINET | STAINLESS STEEL | 오케이메디넷코리아
F0401072 | 2011-01-01 | PAK NEEDLE | 전규격 | 1EA | - | MEDTRONIC SOFAMOR DANEK | STAINLESS STEEL | 메드트로닉코리아
F0401075 | 2008-01-01 | VERTEBRO PLASTY NEEDLE | 전규격 | 1EA | - | HANMI MEDITECH | STAINLESS STEEL | 한미메디테크
F0401080 | 2011-01-01 | PUNCTURE NEEDLE | 전규격 | 1EA | - | SUNG SHIM MEDICAL CO.,LTD | STAINLESS STEEL | 성심메디칼
F0401081 | 2011-01-01 | ES BONE NEEDLE | 전규격 | 1EA | - | EUNSUNG MEDICAL | 스테인레스 강봉 | 은성메디칼
F0401085 | 2011-01-01 | BMB TRAPSYS | 전규격 | 1EA | - | TSK LABORATORY | STAINLESS STEEL | 메다스
F0401097 | 2011-01-01 | OSTEO INJECTOR | 전규격 | 1EA | - | KOREA BONE BANK | STAINLESS STEEL | 코리아본뱅크
F0401098 | 2011-01-01 | GUARDIAN-VP | 전규격 | 1EA | - | BM KOREA | STAINLESS STEEL | 비엠코리아
F0401129 | 2011-01-01 | TVP SYSTEM | 전규격 | 1EA | - | TAEYEON MEDICAL | STAINLESS STEEL 등 | 태연메디칼
F0401172 | 2011-01-01 | BONE ACCESS NEEDLE | 전규격 | 1EA | - | KYPHON INC | STAINLESS STEEL | 메드트로닉코리아
F0401200 | 2011-01-01 | OSTEO-SITE BONE BIOPSY NEEDLE | 전규격 | 1EA | - | COOK | STAINLESS STEEL | 쿡메디칼코리아
F0402040 | 2011-01-01 | MANAN ONCOLOGY NEEDLE | 전규격 | 1EA | - | MANAN MEDICAL | STAINLESS STEEL | 스파이노텍
F0402069 | 2011-01-01 | MEDICS NEEDLE | 전규격 | 1EA | - | HYUN MEDICS | STAINLESS STEEL | 현메딕스
F0402075 | 2011-01-01 | BMN NEEDLE | 전규격 | 1EA | - | HANMI MEDITECH | STAINLESS STEEL | 한미메디테크
F0402094 | 2011-01-01 | MANAN NEEDLE | 전규격 | 1EA | - | MANAN MEDICAL PRODUCT, INC | STAINLESS STEEL | 스파이노텍
F0411004 | 2011-01-01 | SPASY KIT | 전규격 | 1KIT | - | SEAWON MEDI-TECH CO.,LTD. | STAINLESS STEEL등 | 세원메디텍
F0411015 | 2011-01-01 | OCN | 전규격 | 1KIT | - | KYUNGWON MEDICAL |  | 경원메디칼
F0411018 | 2009-02-01 | CDO SYSTEM | 전규격 | 1KIT | - | INTERPORE CROSS INC | - | 서림통상
F0411026 | 2011-01-01 | HCCD SYSTEM | 전규격 | 1KIT | - | HAN CHANG, LTD | STAINLESS STEEL 등 | 한창기전
F0411029 | 2011-01-01 | VEX-3000 SET | 전규격 | 1KIT | - | TAEYEON MEDICAL | STAINLESS STEEL 등 | 태연메디칼
F0411040 | 2008-07-01 | KYPHX BONE FILLER DEVICE (INTRODUCER TOOL KIT포함) | 전규격 | 1KIT | - | KYPHON | - | 사이넥스
F0411045 | 2011-01-01 | SKY BONE EXPANDER SYSTEM | 전규격 | 1KIT | - | DISC O TECH MEDICAL TECHNOLOGIES LTD | STAINLESS STEEL 등 | 수도약품공업
F0411062 | 2005-11-01 | ME-1&ME-2 | 전규격 | 1KIT | - | OTIS BIOTECH | - | 오티스바이오텍
F0411067 | 2010-09-01 | ULTRA NEEDLE KIT | 전규격 | 1EA | - | HANKILTECH | STAINLESS STEEL | 한길텍
F0411069 | 2011-01-01 | HMN-CPN SET | 전규격 | 1KIT | - | HYUN MEDICS |  | 현메딕스
F0411070 | 2008-06-01 | SPINOPLASTY | 전규격 | 1KIT | - | JMT | - | 제이엠티
F0411075 | 2007-11-01 | MSP ASSISTANT TOOL KIT | 전규격 | 1KIT | - | HANMI MEDITECH | - | 한미메디테크
F0411076 | 2011-01-01 | PSP(PERCUTANEOUS SPINE PLASTY) | 전규격 | 1KIT | - | 케이엘메드 |  | 케이엘메드
F0411077 | 2011-01-01 | KY. DOCTOR TOOLKIT DEVICE | 전규격 | 1KIT | - | TAEWOONG | STAINLESS STEEL 등 | 태웅메디칼
F0411081 | 2011-01-01 | ESS ASSISTANT TOOL KIT | 전규격 | 1KIT | - | EUNSUNG MEDICAL | 스테인레스 강봉 | 은성메디칼
F0411093 | 2011-01-01 | CEMENT DELIVERY KIT | 전규격 | 1KIT | - | DAEMYUNG MEDICAL | STAINLESS STEEL등 | 대명실업
F0411095 | 2011-01-01 | POP(PERCUTANEOUS OSTEO PLASTY) | 전규격 | 1KIT | - | SURGI R&D | STAINLESS STEEL등 | 써지알앤디
F0411098 | 2011-01-01 | GUARDIAN-KIT | 전규격 | 1KIT | - | BM KOREA | STAINLESS STEEL 등 | 비엠코리아
F0411099 | 2011-01-01 | PCD SYSTEM | 전규격 | 1KIT | - | SI MEDICAL CO | STAINLESS STEEL 등 | 에스아이메디칼
F0411118 | 2011-01-01 | LP SYSTEM | 전규격 | 1KIT | - | INTERPORE CROSS INC |  | 서림통상
F0411129 | 2009-12-01 | PCD SYSTEM | 전규격 | 1KIT | - | TAEYEON MEDICAL | - | 태연메디칼
F0411140 | 2011-01-01 | KYPHX BONE FILLER DEVICE(F04B)(INTRODUCER TOOL KIT포함) | 전규격 | 1KIT | - | KYPHON INC | STAINLESSSTEEL 등 | 메드트로닉코리아
F0411162 | 2005-11-01 | METAL ELEVATOR PLUS (CEMENT TUBE 등 포함) | 전규격 | 1KIT | - | OTIS BIOTECH | - | 오티스바이오텍
F0411167 | 2010-09-01 | HVP NEEDLE KIT | 전규격 | 1KIT | - | HANKILTECH | STAINLESS STEEL | 한길텍
F0411170 | 2008-06-01 | SPIRALPLASTY | 전규격 | 1KIT | - | JMT | - | 제이엠티
F0411198 | 2011-01-01 | GUARDIAN-OP 1 | 전규격 | 1EA | - | BM KOREA | STAINLESS STEEL | 비엠코리아
F0411229 | 2011-01-01 | PCD SYSTEM | 전규격 | 1KIT | - | TAEYEON MEDICAL | STAINLESS STEEL 등 | 태연메디칼
F0411262 | 2005-11-01 | MP-A(CEMENT TUBE등 포함) | 전규격 | 1KIT | - | OTIS BIOTECH | - | 오티스바이오텍
F0411329 | 2011-01-01 | BCP SYSTEM | 전규격 | 1KIT | - | TAEYEON MEDICAL | STAINLESS STEEL 등 | 태연메디칼
F0411362 | 2011-01-01 | KM-1(KYPHOPLASTY WITH METAL ELEVATOR -ONE DIRECTION SYSTEM) | 전규격 | 1KIT | - | OTIS BIOTECH | STAINLESS STEEL | 오티스바이오텍
F0411415 | 2011-01-01 | O.N.SYSTEM | 전규격 | 1KIT | - | KYUNGWON MEDICAL | STAINLESS 등 | 경원메디칼
F0411615 | 2011-01-01 | PCN SYSTEM | 전규격 | 1KIT | - | KYUNGWON MEDICAL |  | 경원메디칼
F0412004 | 2011-01-01 | SPASY | 전규격 | 1EA | - | SEAWON MEDI-TECH CO.,LTD. | THERMOPLASTIC POLYURETHANE | 세원메디텍
F0412026 | 2011-01-01 | BRS-1 | 전규격 | 1EA | - | HAN CHANG, LTD | TPU 등 | 한창기전
F0412029 | 2011-01-01 | TYPHOON | 전규격 | 1EA | - | TAEYEON MEDICAL | THERMOPLASTIC POLYURETHANE | 태연메디칼
F0412045 | 2011-01-01 | SKY BONE EXPANDER SYSTEM | 전규격 | 1EA | - | DISC O TECH MEDICAL TECHNOLOGIES LTD | POLYURETHANE 등 | 수도약품공업
F0412075 | 2007-11-01 | 풍선카테타(IBC-201A) | 전규격 | 2개/KIT | - | HANMI MEDITECH | POLYURETHANE등 | 한미메디테크
F0412077 | 2006-12-01 | KY.DOCTOR INFLATABLE BONE TAMP | 2개/KIT | 1EA | - | TAEWOONG MEDICAL | POLYURETHANE 등 | 태웅메디칼
F0412078 | 2008-07-01 | KYPHX INFLATABLE BONE TAMP (풍선카테타) | 2개/KIT | 1EA | - | KYPHON | - | 사이넥스
F0412079 | 2011-01-01 | 풍선카테타 | 전규격 | 1EA | - | A&A MEDICAL DEVICE COMPANY | POLYURETHANE 등 | 에이앤에이메디컬디바이스컴퍼니
F0412093 | 2009-02-01 | SPINE BALLOON DILATOR(SBD 10) | 전규격 | 1EA | - | DAEMYUNG | POLYETHYLENE TEREPHTHALATE | 대명실업
F0412098 | 2011-01-01 | GUARDIAN | 전규격 | 1EA | - | BM KOREA | THERMOPLASTIC POLYURETHANE등 | 비엠코리아
F0412099 | 2011-01-01 | VERESYS | 전규격 | 1EA | - | SI MEDICAL | TPU 등 | 에스아이메디칼
F0412177 | 2010-08-01 | K-PLUS | 전규격 | 1EA | - | TAEWOONG MEDICAL | POLYURETHANE 등 | 태웅메디칼
F0412178 | 2011-01-01 | KYPHX INFLATABLE BONE TAMP | 전규격 | 1EA | - | KYPHON INC | POLYURETHANE | 메드트로닉코리아
F0412193 | 2009-02-01 | SPINE BALLOON DILATOR(SBD 20) | 전규격 | 1EA | - | DAEMYUNG | POLYETHYLENE TEREPHTHALATE | 대명실업
F0412293 | 2009-02-01 | SPINE BALLOON DILATOR(SBD 15) | 전규격 | 1EA | - | DAEMYUNG | POLYETHYLENE TEREPHTHALATE | 대명실업
F0412393 | 2009-02-01 | SPINE BALLOON DILATOR(SBD18) | 전규격 | 1EA | - | DAEMYUNG | POLYETHYLENE TEREPHTHALATE등 | 대명실업
F0412493 | 2011-01-01 | SPINE BALLOON DILATOR | 전규격 | 1EA | - | DAEMYUNG | POLYETHYLENE TEREPHTHALATE | 대명실업
F0416002 | 2011-01-01 | COTREL ROD | 20CM 이하 | 1EA | - | MEDTRONIC SOFAMOR DANEK | STAINLESS STEEL | 소파모아다넥코리아
F0416008 | 2011-01-01 | MOSS-MIAMI ROD | 20CM 이하 | 1EA | - | DEPUY MOTECH | STAINLESS STEEL | 한국존슨앤드존슨메디칼
F0417001 | 2011-01-01 | XIA ROD | 22CM이상 | 1EA | - | STRYKER SPINE | STAINLESS STEEL | 한국스트라이커
F0417002 | 2011-01-01 | COTREL ROD | 22CM 이상 | 1EA | - | MEDTRONIC SOFAMOR DANEK | STAINLESS STEEL | 소파모아다넥코리아
F0417008 | 2011-01-01 | MOSS-MIAMI ROD | 22CM 이상 | 1EA | - | DEPUY MOTECH | STAINLESS STEEL | 한국존슨앤드존슨메디칼
F0418001 | 2011-01-01 | XIA SCREW SET | SET | 1EA | - | STRYKER SPINE | STAINLESS STEEL | 한국스트라이커
F0418002 | 2011-01-01 | CD SCREW SET | SET | 1EA | - | MEDTRONIC SOFAMOR DANEK | STAINLESS STEEL | 소파모아다넥코리아
F0418008 | 2011-01-01 | MOSS MIAMI SCREW SET | SET | 1EA | - | DEPUY MOTECH | STAINLESS STEEL | 한국존슨앤드존슨메디칼
F0418012 | 2015-09-01 | COMPACT CD VERTEBRAL SCREW SET | SET | 1EA | - | MEDTRONIC SOFAMOR DANEK | STAINLESS STEEL | 소파모아다넥코리아
F0419012 | 2015-09-01 | COMPACT CD D.L.T SET | SET | 1EA | - | MEDTRONIC SOFAMOR DANEK | STAINLESS STEEL | 소파모아다넥코리아
F0420002 | 2015-09-01 | CD HOOK SET | SET | 1EA | - | MEDTRONIC SOFAMOR DANEK | STAINLESS STEEL | 소파모아다넥코리아
F0420012 | 2015-09-01 | COMPACT CD HOOK SET | SET | 1EA | - | MEDTRONIC SOFAMOR DANEK | STAINLESS STEEL | 소파모아다넥코리아
F0430002 | 2015-09-01 | CONNECTION CYLINDER | 전규격 | 1EA | - | MEDTRONIC SOFAMOR DANEK | STAINLESS STEEL | 소파모아다넥코리아
F0433001 | 2011-01-01 | XIA WASHER | 전규격 | 1EA | - | STRYKER SPINE | STAINLESS STEEL | 한국스트라이커
F0433008 | 2011-01-01 | STAPLE WASHER | 전규격 | 1EA | - | DEPUY MOTECH | STAINLESS STEEL | 한국존슨앤드존슨메디칼
F0463063 | 2016-03-01 | LAMINOPLASTY PLATE | 전규격 | 1EA | - | GS MEDICAL | UNALLOIED TITANIUM | 지에스메디칼
F0464063 | 2016-03-01 | LAMINOPLASTY PLATE SCREW | 전규격 | 1EA | - | GS MEDICAL | UNALLOIED TITANIUM | 지에스메디칼
F0465081 | 2015-10-01 | C-JAWS | 전규격 | 1EA | - | MEDICREA TECHNOLOGIES | TITANIUM | 바이오임플란트테크놀로지
F0501074 | 2005-10-01 | FEMUR SHAFT | 15MM | 1EA | - | TUTOGEN | HUMAN | 우양메디칼
F0501174 | 2005-10-01 | PATELLAR DOWEL | 12MM | 1EA | - | TUTOGEN | HUMAN | 우양메디칼
F1301045 | 2018-11-01 | NUCLEOTOME PROBE KIT(23500,23535) | 전규격 | 1KIT | - | CLARUS MEDICAL LLC | - | 주식회사 제이스메드
F1401013 | 2018-12-01 | ONCONTROL BONE ACCESS SYSTEM SET | 전규격 | 1EA | - | VIDACARE CORPORATION | 304STAINLESS STEEL+POLYCARBONATE+POLYPROPYLENE | 텔레플렉스코리아 유한회사
F1401072 | 2017-11-01 | PAK NEEDLE | 전규격 | 1EA | - | MEDTRONIC SOFAMOR DANEK | STAINLESS STEEL | 메드트로닉코리아
F1401080 | 2016-03-01 | PUNCTURE NEEDLE | 전규격 | 1EA | - | SUNG SHIM MEDICAL CO.,LTD | STAINLESS STEEL | 성심메디칼
F1411004 | 2016-05-01 | SPASY KIT | 전규격 | 1KIT | - | SEAWON MEDI-TECH CO.,LTD. | STAINLESS STEEL등 | 세원메디텍
F1411018 | 2020-02-01 | CWM-KIT-T2 | 전규격 | 1EA | - | BY ONE CO. GWANGJU BRANCH OFFICE | STAINLESS STEEL + ABS | (주)바이원 광주지점
F1411077 | 2015-10-01 | KY. DOCTOR TOOLKIT DEVICE | 전규격 | 1KIT | - | TAEWOONG | STAINLESS STEEL 등 | 태웅메디칼
F1411198 | 2015-07-01 | GUARDIAN-OP 1 | 전규격 | 1EA | - | BM KOREA | STAINLESS STEEL | 비엠코리아
F1411204 | 2018-11-01 | SWM-KIT T3 | 전규격 | 1KIT | - | SEAWON MEDI-TECH CO.,LTD. | STAINLESS STEEL등 | 세원메디텍
F1411298 | 2016-03-01 | OP Ⅱ | 전규격 | 1KIT | - | BM KOREA | STAINLESS STEEL등 | 비엠코리아
F1411398 | 2015-07-01 | OP Ⅲ | 전규격 | 1EA | - | BM KOREA | STAINLESS STEEL등 | 비엠코리아
F1412018 | 2020-02-01 | CHIRS | 전규격 | 1EA | - | BY ONE CO. GWANGJU BRANCH OFFICE | THERMOPLASTIC POLYURETHANE | (주)바이원 광주지점
F1412198 | 2016-03-01 | GUARDIAN Ⅱ | 전규격 | 1EA | - | BM KOREA | TPU 등 | 비엠코리아
F1412298 | 2015-07-01 | GUARDIAN PLUS | 전규격 | 1EA | - | BM KOREA | THERMOPLASTIC POLYURETHANE등 | 비엠코리아
F1413088 | 2020-08-01 | VESSEL-X BONE FILLING CONTAINER SYSTEM | 전규격 | 1SET | - | CENTRAL MEDICAL TECHNOLOGIES, INC. | TI6A14V ELI, PET FIBER 등 | (주)원메드텍
F1413131 | 2020-02-01 | STELLA | 전규격 | 1SET | - | BY ONE CO. GWANGJU BRANCH OFFICE | THERMOPLASTIC POLYURETHANE 등 | (주)바이원 광주지점
G0001004 | 2016-05-01 | UNIGRAFT, K DV | STRAIGHT 15CM | 1EA | - | AESCULAP | POLYESTER | 비브라운코리아
G0002004 | 2018-09-01 | UNIGRAFT, K DV | STRAIGHT 20CM | 1EA | - | AESCULAP | POLYESTER | 비브라운코리아
G0003001 | 2016-03-01 | VASCULAR PROSTHESIS ZERO POROSITY SEALED KNITTED DACRON | STRAIGHT 25CM-30CM | 1EA | - | VASCUTEK | POLYESTER | 지상양행
G0003004 | 2018-09-01 | UNIGRAFT, K DV | STRAIGHT 30CM | 1EA | - | AESCULAP | POLYESTER | 비브라운코리아
G0004001 | 2016-03-01 | VASCULAR PROSTHESIS ZERO POROSITY SEALED KNITTED DACRON | STRAIGHT 40CM | 1EA | - | VASCUTEK | POLYESTER | 지상양행
G0004004 | 2018-09-01 | UNIGRAFT, K DV | STRAIGHT 40CM | 1EA | - | AESCULAP | POLYESTER | 비브라운코리아
G0005001 | 2016-03-01 | VASCULAR PROSTHESIS ZERO POROSITY SEALED KNITTED DACRON | STRAIGHT 50CM | 1EA | - | VASCUTEK | POLYESTER | 지상양행
G0006001 | 2016-03-01 | VASCULAR PROSTHESIS ZERO POROSITY SEALED KNITTED DACRON | STRAIGHT 60CM | 1EA | - | VASCUTEK | POLYESTER | 지상양행
G0006004 | 2018-09-01 | UNIGRAFT, K DV | STRAIGHT 60CM | 1EA | - | AESCULAP | POLYESTER | 비브라운코리아
G0101001 | 2016-03-01 | VASCULAR PROSTHESIS EXTERNALLY REINFORCED-SEALED | RING TYPE | 1EA | - | VASCUTEK | POLYESTER | 지상양행
G0201001 | 2016-03-01 | VASCULAR PROSTHESIS ZERO POROSITY SEALED KNITTED DACRON | BIFURCATIONS | 1EA | - | VASCUTEK | POLYESTER | 지상양행
G0201004 | 2018-09-01 | UNIGRAFT, K DV | BIFURCATION | 1EA | - | AESCULAP | POLYESTER | 비브라운코리아
G0301002 | 2016-04-01 | HEMASHILD GOLD ONE BRANCH GRAFT | 40CM(MAIN)X 0CM(SIDE) | 1EA | - | BOSTON SCIENTIFIC | POLYESTER | 보스톤사이언티픽코리아
G0401001 | 2016-03-01 | SEALPTFE THIN WALL STRAIGHT | THIN WALL STRAIGHT 10CM | 1EA | - | VASCUTEK, LTD | GELATIN COATED EPTFE | 지상양행
G0401015 | 2016-04-01 | VENAFLO STRAIGHT 10CM | STRAIGHT STANDARD WALL 10CM | 1EA | - | BARD PERIPHERAL VASCULAR, INC | ePTFE + CARBON | 바드코리아
G0401101 | 2016-03-01 | SEALPTFE STANDARD WALL STRAIGHT | STANDARD WALL STRAIGHT 10CM | 1EA | - | VASCUTEK, LTD | GELATIN COATED EPTFE | 지상양행
G0402001 | 2016-03-01 | SEALPTFE THIN WALL STRAIGHT | THIN WALL STRAIGHT 20CM | 1EA | - | VASCUTEK, LTD | GELATIN COATED EPTFE | 지상양행
G0403001 | 2016-03-01 | SEALPTFE THIN WALL STRAIGHT | THIN WALL STRAIGHT 30CM | 1EA | - | VASCUTEK, LTD | GELATIN COATED EPTFE | 지상양행
G0404001 | 2016-03-01 | SEALPTFE THIN WALL STRAIGHT | THIN WALL STRAIGHT 40CM | 1EA | - | VASCUTEK, LTD | GELATIN COATED EPTFE | 지상양행
G0404006 | 2018-09-01 | VASCULAR GRAFT HYBRID PTFE | STRAIGHT THIN WALL 40CM | 1EA | - | ATRIUM | PTFE | 태웅메디칼
G0405001 | 2016-03-01 | SEALPTFE THIN WALL STRAIGHT | THIN WALL STRAIGHT 50CM | 1EA | - | VASCUTEK, LTD | GELATIN COATED EPTFE | 지상양행
G0406001 | 2016-03-01 | SEALPTFE THIN WALL STRAIGHT | THIN WALL STRAIGHT 60CM | 1EA | - | VASCUTEK, LTD | GELATIN COATED EPTFE | 지상양행
G0407001 | 2016-03-01 | SEALPTFE THIN WALL STRAIGHT | THIN WALL STRAIGHT 70CM | 1EA | - | VASCUTEK, LTD | GELATIN COATED EPTFE | 지상양행
G0407006 | 2018-09-01 | VASCULAR GRAFT HYBRID PTFE | STRAIGHT THIN WALL 70CM | 1EA | - | ATRIUM | PTFE | 태웅메디칼
G0408001 | 2016-03-01 | SEALPTFE THIN WALL STRAIGHT | THIN WALL STRAIGHT 80CM | 1EA | - | VASCUTEK, LTD | GELATIN COATED EPTFE | 지상양행
G0412001 | 2016-03-01 | SEALPTFE STANDARD WALL STRAIGHT | STANDARD WALL STRAIGHT 20CM | 1EA | - | VASCUTEK, LTD | GELATIN COATED EPTFE | 지상양행
G0412002 | 2016-04-01 | EXXCEL VASCULAR GRAFT | STRAIGHT STANDARD WALL 20CM | 1EA | - | MEADOX | EXPANDED PTFE | 보스톤사이언티픽코리아
G0412015 | 2016-04-01 | VENAFLO STRAIGHT 20CM | STRAIGHT STANDARD WALL 20CM | 1EA | - | BARD PERIPHERAL VASCULAR, INC | ePTFE + CARBON | 바드코리아
G0413001 | 2016-03-01 | SEALPTFE STANDARD WALL STRAIGHT | STANDARD WALL STRAIGHT 30CM | 1EA | - | VASCUTEK, LTD | GELATIN COATED EPTFE | 지상양행
G0413006 | 2018-09-01 | VASCULAR GRAFT HYBRID PTFE | STRAIGHT STANDARD WALL 30CM | 1EA | - | ATRIUM | PTFE | 태웅메디칼
G0414001 | 2016-03-01 | SEALPTFE STANDARD WALL STRAIGHT | STANDARD WALL STRAIGHT 40CM | 1EA | - | VASCUTEK, LTD | GELATIN COATED EPTFE | 지상양행
G0414006 | 2018-09-01 | VASCULAR GRAFT HYBRID PTFE | STRAIGHT STANDARD WALL 40CM | 1EA | - | ATRIUM | PTFE | 태웅메디칼
G0414046 | 2015-10-01 | ADVANTA VXT GDS | STRAIGHT 40CM | 1EA | - | ATRIUM MEDICAL CORPORATION | PTFE | 마퀘트메디칼코리아
G0415001 | 2016-03-01 | SEALPTFE STANDARD WALL STRAIGHT | STANDARD WALL STRAIGHT 50CM | 1EA | - | VASCUTEK, LTD | GELATIN COATED EPTFE | 지상양행
G0416001 | 2016-03-01 | SEALPTFE STANDARD WALL STRAIGHT | STANDARD WALL STRAIGHT 60CM | 1EA | - | VASCUTEK, LTD | GELATIN COATED EPTFE | 지상양행
G0416005 | 2016-04-01 | DISTAFLO STRAIGHT 60CM | STRAIGHT STANDARD WALL 60CM | 1EA | - | BARD PERIPHERAL VASCULAR, INC | ePTFE + CARBON | 바드코리아
G0417001 | 2016-03-01 | SEALPTFE STANDARD WALL STRAIGHT | STANDARD WALL STRAIGHT 70CM | 1EA | - | VASCUTEK, LTD | GELATIN COATED EPTFE | 지상양행
G0417006 | 2018-09-01 | VASCULAR GRAFT HYBRID PTFE | STRAIGHT STANDARD WALL 70CM | 1EA | - | ATRIUM | PTFE | 태웅메디칼
G0418001 | 2016-03-01 | SEALPTFE STANDARD WALL STRAIGHT | STANDARD WALL STRAIGHT 80CM | 1EA | - | VASCUTEK, LTD | GELATIN COATED EPTFE | 지상양행
G0418005 | 2016-04-01 | DISTAFLO STRAIGHT 80CM | STRAIGHT STANDARD WALL 80CM | 1EA | - | BARD PERIPHERAL VASCULAR, INC | ePTFE + CARBON | 바드코리아
G0418016 | 2018-09-01 | LIFESPAN EPTFE GRAFT | STRAIGHT STANDARD WALL 80CM | 1EA | - | BAXTER | EXPANDED PTFE | 태웅메디칼
G0424006 | 2018-09-01 | VASCULAR GRAFT HYBRID PTFE | RING TYPE 40CM | 1EA | - | ATRIUM | PTFE | 태웅메디칼
G0426005 | 2016-04-01 | DISTAFLO FLEX 60CM | FLEX STANDARD WALL 60CM | 1EA | - | BARD PERIPHERAL VASCULAR, INC | ePTFE + CARBON | 바드코리아
G0427006 | 2018-09-01 | VASCULAR GRAFT HYBRID PTFE | RING TYPE 70CM | 1EA | - | ATRIUM | PTFE | 태웅메디칼
G0428005 | 2016-04-01 | DISTAFLO FLEX 80CM | FLEX STANDARD WALL 80CM | 1EA | - | BARD PERIPHERAL VASCULAR, INC | ePTFE + CARBON | 바드코리아
G0428016 | 2018-09-01 | LIFESPAN EPTFE GRAFT | RING TYPE 80CM | 1EA | - | BAXTER | EXPANDED PTFE | 태웅메디칼
G0442001 | 2016-03-01 | TAPERFLO STEP TAPER | STEP TAPER 20CM | 1EA | - | VASCUTEK, LTD | GELATIN COATED EPTFE | 지상양행
G0442005 | 2016-04-01 | VENAFLO STEPPED 20CM | STEPPED TYPE 20CM | 1EA | - | BARD PERIPHERAL VASCULAR, INC | ePTFE + CARBON | 바드코리아
G0443001 | 2016-03-01 | TAPERFLO STEP TAPER | STEP TAPER 30CM | 1EA | - | VASCUTEK, LTD | GELATIN COATED EPTFE | 지상양행
G0443005 | 2016-04-01 | VENAFLO STEPPED 30CM | STEPPED TYPE 30CM | 1EA | - | BARD PERIPHERAL VASCULAR, INC | ePTFE + CARBON | 바드코리아
G0443101 | 2016-03-01 | TAPERFLO SHORT TAPER | SHORT TAPER 30CM | 1EA | - | VASCUTEK, LTD | GELATIN COATED EPTFE | 지상양행
G0444001 | 2016-03-01 | TAPERFLO STEP TAPER | STEP TAPER 40CM | 1EA | - | VASCUTEK, LTD | GELATIN COATED EPTFE | 지상양행
G0444006 | 2018-09-01 | VASCULAR GRAFT HYBRID PTFE | TAPERED 40CM | 1EA | - | ATRIUM | PTFE | 태웅메디칼
G0444101 | 2016-03-01 | TAPERFLO SHORT TAPER | SHORT TAPER 40CM | 1EA | - | VASCUTEK, LTD | GELATIN COATED EPTFE | 지상양행
G0445001 | 2016-03-01 | TAPERFLO STEP TAPER | STEP TAPER 45CM | 1EA | - | VASCUTEK, LTD | GELATIN COATED EPTFE | 지상양행
G0445005 | 2016-04-01 | VENAFLO STEPPED 45CM | STEPPED TYPE 45CM | 1EA | - | BARD PERIPHERAL VASCULAR, INC | ePTFE + CARBON | 바드코리아
G0445101 | 2016-03-01 | TAPERFLO SHORT TAPER | SHORT TAPER 45CM | 1EA | - | VASCUTEK, LTD | GELATIN COATED EPTFE | 지상양행
G0446001 | 2016-03-01 | TAPERFLO STEP TAPER | STEP TAPER 50CM | 1EA | - | VASCUTEK, LTD | GELATIN COATED EPTFE | 지상양행
G0448001 | 2016-03-01 | TAPERFLO STEP TAPER | STEP TAPER 25CM | 1EA | - | VASCUTEK, LTD | GELATIN COATED EPTFE | 지상양행
G0448005 | 2016-04-01 | VENAFLO STEPPED 25CM | STEPPED TYPE 25CM | 1EA | - | BARD PERIPHERAL VASCULAR, INC | ePTFE + CARBON | 바드코리아
G0449001 | 2016-03-01 | TAPERFLO STEP TAPER | STEP TAPER 35CM | 1EA | - | VASCUTEK, LTD | GELATIN COATED EPTFE | 지상양행
G0449005 | 2016-04-01 | VENAFLO STEPPED 35CM | STEPPED TYPE 35CM | 1EA | - | BARD PERIPHERAL VASCULAR, INC | ePTFE + CARBON | 바드코리아
G1001002 | 2016-10-01 | FELT CARDIOVASCULAR TEFLON | 4" X 4" | 1EA | - | MEADOX | TEFLON | 보스톤사이언티픽코리아
G1001015 | 2016-04-01 | DEBAKERY WOVEN DACRON FABRIC PATCH | 4" X 4" | 1EA | - | BARD | WOVEN DACRON | 바드코리아
G1002002 | 2016-10-01 | FABRIC CARDIOVASCULAR VELOUR POLYESTER | 6" X 6" | 1EA | - | MEADOX | POLYESTER | 보스톤사이언티픽코리아
G1002012 | 2016-10-01 | FELT CARDIOVASCULAR TEFLON | 6" X 6" | 1EA | - | MEADOX | TEFLON | 보스톤사이언티픽코리아
G1011001 | 2013-07-01 | PATCH PERIGUARD | SUPPLE VERSION 4CMX4CM | 1EA | - | SYNOVIS SURGICAL INNOVATIONS | BOVINE PERICARDIUM | 지상양행
G1012001 | 2013-07-01 | PATCH PERIGUARD | SUPPLE VERSION 6CMX8CM | 1EA | - | SYNOVIS SURGICAL INNOVATIONS | BOVINE PERICARDIUM | 지상양행
G1013001 | 2013-07-01 | PATCH PERIGUARD | SUPPLE VERSION 8CMX14CM | 1EA | - | SYNOVIS SURGICAL INNOVATIONS | BOVINE PERICARDIUM | 지상양행
G1014001 | 2013-07-01 | PATCH PERIGUARD | SUPPLE VERSION 10CMX16CM | 1EA | - | SYNOVIS SURGICAL INNOVATIONS | BOVINE PERICARDIUM | 지상양행
G1032007 | 2015-10-01 | PORCINE PERICARDIUM PATCHES | 4CMX5CM | 1EA | - | POLYSTAN | PORCINE PERICARDIUM | 다우누리
G1033007 | 2015-10-01 | PORCINE PERICARDIUM PATCHES | 8CMX10CM | 1EA | - | POLYSTAN | PORCINE PERICARDIUM | 다우누리
G1034007 | 2015-10-01 | PORCINE PERICARDIUM PATCHES | 8CMX16CM | 1EA | - | POLYSTAN | PORCINE PERICARDIUM | 다우누리
G1101002 | 2016-10-01 | PLEDGET CARDIOVASCULAR TEFLON | 전규격 | 1EA | - | MEADOX | TEFLON | 보스톤사이언티픽코리아
G1101008 | 2015-08-01 | PLEDGET | 전규격 | 1EA | - | MATUDA | - | 동아제약(의)
G1102008 | 2015-08-01 | SPAGHETTI | 전규격 | 1EA | - | MATUDA | - | 동아제약(의)
G1431005 | 2013-05-01 | COMPOSIX MESH | 2"X4" | 1EA | - | DAVOL | POLYPROPYLENE-e-PTFE | 맥진양행
G1432005 | 2013-05-01 | COMPOSIX MESH | 3"X6" | 1EA | - | DAVOL | POLYPROPYLENE-e-PTFE | 맥진양행
G1433005 | 2013-05-01 | COMPOSIX MESH | 4"X8" | 1EA | - | DAVOL | POLYPROPYLENE-e-PTFE | 맥진양행
G1434005 | 2013-05-01 | COMPOSIX MESH | 6"X8" | 1EA | - | DAVOL | POLYPROPYLENE-e-PTFE | 맥진양행
G1435005 | 2013-05-01 | COMPOSIX MESH | 8"X10" | 1EA | - | DAVOL | POLYPROPYLENE-e-PTFE | 맥진양행
G1478020 | 2016-04-01 | COMPOSIX KUGEL HERNIA PATCH | 직경 12CM | 1EA | - | C.R BARD | POLYPROPYLENE 등 | 바드코리아
G1479020 | 2017-11-01 | COMPOSIX KUGEL HERNIA PATCH | 7.6CM×7.6CM | 1EA | - | C.R BARD | POLYPROPYLENE 등 | 바드코리아
G1480020 | 2017-11-01 | COMPOSIX KUGEL HERNIA PATCH | 8CM×12CM | 1EA | - | C.R BARD | POLYPROPYLENE 등 | 바드코리아
G1481020 | 2017-11-01 | COMPOSIX KUGEL HERNIA PATCH | 11CM×14CM | 1EA | - | C.R BARD | POLYPROPYLENE 등 | 바드코리아
G1482020 | 2017-11-01 | COMPOSIX KUGEL HERNIA PATCH | 14CM×18CM | 1EA | - | C.R BARD | POLYPROPYLENE 등 | 바드코리아
G1483020 | 2017-11-01 | COMPOSIX KUGEL HERNIA PATCH | 18CM×23CM | 1EA | - | C.R BARD | POLYPROPYLENE 등 | 바드코리아
G1484020 | 2017-11-01 | COMPOSIX KUGEL HERNIA PATCH | 16CM×31.2CM | 1EA | - | C.R BARD | POLYPROPYLENE 등 | 바드코리아
G1485020 | 2017-11-01 | COMPOSIX KUGEL HERNIA PATCH | 22.1CM×27.1CM(타원형) | 1EA | - | C.R BARD | POLYPROPYLENE 등 | 바드코리아
G1486020 | 2017-11-01 | COMPOSIX KUGEL HERNIA PATCH | 25CM×33CM(타원형) | 1EA | - | C.R BARD | POLYPROPYLENE 등 | 바드코리아
G2001007 | 2011-08-01 | TORONTO SPV VALVE | 전규격 | 1EA | - | ST.JUDE MEDICAL CANADA, INC. | 돼지대동맥판첨+POLYESTER | 세인트쥬드메디칼코리아유한회사
G2001021 | 2011-08-01 | SJM BIOCOR PROCINE VALVE | 전규격 | 1EA | - | ST.JUDE MEDICAL BRAZIL LTDA | 돼지대동맥판첨+POLYESTER | 세인트쥬드메디칼코리아유한회사
G2001221 | 2019-09-01 | EPIC SUPRA VALVE | 전규격 | 1EA | - | ST.JUDE MEDICAL | PORCINE AOTRIC CUPS+BOVINE PERICARDIUM+ACETAL COPOLYMER 등 | 애보트메디칼코리아유한회사
G2001999 | 2001-10-01 | TISSUE HEART VALVE | 전규격 | 1EA | - | 전업체 |  | 전업체
G2011002 | 2016-03-01 | EDWARDS MIRA MECHANICAL VALVE | 전규격 | 1EA | - | SORIN BIOMEDICA | GRAPHITE&PYROLYTIC CARBON외 | 에드워즈라이프사이언시스코리아
G2011025 | 2012-11-01 | MECHANICAL HEART VALVE | 전규격 | 1EA | - | CARBOMEDICS | TITANIUM | 동아제약(의)
G2011029 | 2003-11-01 | ATS HEART VALVE | 전규격 | 1EA | - | ATS MEDICAL | PYROLYTE CARBON | 삼양메디케어
G2011999 | 2001-10-01 | MECHANICAL HEART VALVE | 전규격 | 1EA | - | 전업체 |  | 전업체
G2021007 | 2015-10-01 | BIOPROSTHESIS-PERICARDIAL VALVED PULMONARY CONDUIT(VPC) | 전규격 | 1EA | - | POLYSTAN | 돼지심막 + POLYESTER | 다우누리
G2021033 | 2011-10-01 | NO-REACT TREATED PULMONIC VALVE CONDUIT | 전규격 | 1EA | - | SHELHIGH INC | AORTIC PORCINE VALVE 등 | 하트케어
G2021999 | 2001-10-01 | TISSUE HEART VALVE CONDUIT | 전규격 | 1EA | - | 전업체 |  | 전업체
G2031025 | 2015-08-01 | CARBOSEAL ASCENDING GRAFT VALVE | 전규격 | 1EA | - | CARBOMEDICS | TITANIUM | 동아제약(의)
G2031999 | 2001-10-01 | MECHANICAL HEART VALVE CONDUIT | 전규격 | 1EA | - | 전업체 |  | 전업체
G3001006 | 2016-04-01 | AORTIC ARCH CANNULAE | 전규격 | 1EA | - | CALIFORNIA MEDICAL LABORATORIES, INC | PVC | 사이언씨티
G3001007 | 2016-03-01 | PERFUSION CANNULA | 전규격 | 1EA | - | POLYSTAN | PVC | 한솔카디악케어
G3012006 | 2016-04-01 | VENOUS RETURN CATHETER | 전규격 | 1EA | - | CALIFORNIA MEDICAL LABORATORIES,INC. | PVC 등 | 사이언씨티
G3012007 | 2016-03-01 | TWO STAGE VENOUS CANNULA | 전규격 | 1EA | - | POLYSTAN | PVC | 한솔카디악케어
G3012017 | 2016-03-01 | VENOUS RETURN CANNULA | 전규격 | 1EA | - | POLYSTAN | PVC | 한솔카디악케어
G3012106 | 2016-04-01 | DUAL STAGE VENOUS RETURN CATHETER | 전규격 | 1EA | - | CALIFORNIA MEDICAL LABORATORIES,INC. | PVC 등 | 사이언씨티
G3021007 | 2016-03-01 | CORONARY PERFUSION CANNULA | 전규격 | 1EA | - | POLYSTAN | PVC | 한솔카디악케어
G3022007 | 2016-03-01 | AORTIC ROOT CANNULA WITH VENT | 전규격 | 1EA | - | POLYSTAN | PVC | 한솔카디악케어
G3041103 | 2012-01-01 | BIOMEDICUS FEMORAL CANNULA | ARTERY | 1EA | - | MEDTRONIC,INC | POLYURETHANE 등 | 메드트로닉코리아
G3042203 | 2012-01-01 | BIOMEDICUS FEMORAL CANNULA | VEIN | 1EA | - | MEDTRONIC,INC | POLYURETHANE 등 | 메드트로닉코리아
G4001004 | 2015-10-01 | CARDIOPLEGIC SOLUTION DELIVERY SET | 전규격 | 1EA | - | SORIN BIOMEDI. | PVC | 다우누리
G4001024 | 2012-10-01 | CARDIOPLEGIA SET | 전규격 | 1EA | - | SCIENCITY | PVC | 사이언씨티
G4201001 | 2016-03-01 | BLOOD CARDIOPLEDGIC SOLUTION DELIVERY SET |  | 1EA | - | GISH | - | 지상양행
G4201002 | 2016-03-01 | BLOOD CARDIOPLEGIA DELIVERY SET | 전규격 | 1EA | - | JOSTRA BENTILEY | - | 에드워즈라이프사이언시스코리아
G5001001 | 2011-10-01 | BIOCOR 200IHS OXYGENATOR | 전규격 | 1EA | - | MINNTECH |  | 지상양행
G5001002 | 2016-03-01 | SPIRALGOLD MEMBRANE OXYGENATOR(IC, HIS) | IC | 1EA | - | JOSTRA BENTILEY | POLYETHYLENE외 | 에드워즈라이프사이언시스코리아
G5001005 | 2005-04-15 | COBE OXYGENATOR | 전규격 | 1EA | - | COBE CARDIOVASCULAR | MICROPOROUS POLYPROPYLENE | 세진메디케어
G5001006 | 2013-04-01 | COBE OPTIMA XP HOLLOW FIBER OXYGENATOR | WITH HVR 4000 RESERVOIR | 1EA | - | COBE CARDIOVASCULAR | POLYPROPYLENE등 | 사이언씨티
G5001007 | 2016-03-01 | SAFE OXYGENATOR(II) | 전규격 | 1EA | - | POLYSTAN | POLYPROPYLENE | 한솔카디악케어
G5001102 | 2016-03-01 | MEMBRANE OXYGENATOR | 전규격 | 1EA | - | EDWARDS LIFESCIENCES | POLYURETHANE외 | 에드워즈라이프사이언시스코리아
G5001106 | 2016-04-01 | COBE OPTIMIN HOLLOW FIBER OXYGENATOR | WITH HVR 2200 RESERVOIR | 1EA | - | COBE CARDIOVASCULAR | POLYPROPYLENE등 | 사이언씨티
G5001129 | 2005-07-01 | CAPIOX RX | CX＊RX25R | 1EA | - | TERUMO | POLYPROPYLENE | 한국테루모
G5001999 | 2001-10-01 | OXYGENATOR (WITH RESERVOIR AND FILTER) | 전규격 | 1EA | - | 전업체 |  | 전업체
G5101001 | 2016-03-01 | TUBING PACK | 전규격 | 1EA | - | GISH BIOMEDICAL | PVC | 지상양행
G5101002 | 2013-04-01 | CUSTOM TUBING PACK | 전규격 | 1EA | - | SCIENCITY | PVC외 | 사이언씨티
G5101007 | 2015-10-01 | CUSTOM TUBING PACK WITH ARTERIAL FILTER | 전규격 | 1EA | - | POLYSTAN | SILICON & PVC | 다우누리
G5101020 | 2008-06-01 | TUBING PACK | 전규격 | 1EA | - | TAEWOONG | HEPARIN COATED +PVC+SILICONE | 태웅메디칼
G5101025 | 2015-08-01 | TUBING PACK | 전규격 | 1EA | - | DONG-A | PVC 외 | 동아제약(의)
G5101999 | 2001-10-01 | TUBING PACK | 전규격 | 1EA | - | 전업체 |  | 전업체
G5301010 | 2018-05-01 | XPOSE ACCESS DEVICE | 전규격 | 1EA | - | CTS | - | 동방의료기
G5301013 | 2018-03-01 | GENZYME HEART MANIPULATION DEVICE | 전규격 | 1EA | - | GENZYME | SILICONE+STAINLESS STEEL | 장우양행
G5301024 | 2014-10-01 | CONE | 전규격 | 1EA | - | YOORIM | POLY AMIDE 46, PC, PE | 유림양행
G5302010 | 2018-05-01 | VORTEX STABILIZATION SYSTEM | 전규격 | 1EA | - | CTS | - | 동방의료기
G5302013 | 2018-03-01 | GENZYME OPCAB ELITE SYSTEM | 전규격 | 1EA | - | GENZYME | - | 장우양행
G5302024 | 2014-10-01 | ROSTA | 전규격 | 1EA | - | YOORIM CORP | 우레탄, STAINLESS, 아연등 | 유림양행
G5302110 | 2018-05-01 | ULTIMA OPCAB SYSTEM | 전규격 | 1EA | - | CTS | - | 동방의료기
G5304003 | 2011-10-01 | OCTOPUS 3 SYSTEM | 전규격 | 1EA | - | MEDTRONIC CST |  | 메드트로닉코리아
G5304010 | 2018-05-01 | ACHIEVE OFF-PUMP SYSTEM | 전규격 | 1EA | - | CTS | - | 동방의료기
G6001001 | 2018-05-01 | CONNECTOR STRAIGHT | 전규격 | 1EA | - | GISH BIOMEDICAL | PVC | 지상양행
G6001011 | 2018-05-01 | CONNECTOR "Y" | 전규격 | 1EA | - | GISH BIOMEDICAL | PVC | 지상양행
G6012051 | 2016-03-01 | HEMO DIAFILTER | 전규격 | 1EA | - | MINNTECH CORPORATION | PVP,POLYSULFONE 등 | 에이스코리아
G6016001 | 2016-03-01 | VISUFLO II SURGICAL SITE VISUALIZATION WAND | 전규격 | 1EA | - | EDWARDS LIFESCIENCES LLC | PVC 등 | 에드워즈라이프사이언시스코리아
G6016033 | 2018-08-01 | MT-22210 | 전규격 | 1EA | - | CALIFORNIA MEDICAL LABORATORIES, INC. | GE SILICONE 등 | 나우메드
G7001005 | 2013-03-01 | MYO/WIRE TEMPORY CARDIAC PACING WIRE M-22 STYLE | 전규격 | 1EA | - | ALTO | POLYTETRAFLUROETHYLENE | 아시안상사
G7001009 | 2016-05-01 | HEART WIRE, TEMPORARY MYOCARDIAL PACING LEAD | 전규격 | 1EA | - | OSYPKA | ­ | 파브메드
G7011004 | 2014-10-01 | HEART WIRE MYOCARDIAL | 전규격 | 1EA | - | BIOTRONIK |  | 한송아이
G7011009 | 2016-05-01 | HEART WIRE, TEMPORARY MYOCARDIAL PACING LEAD | 전규격 | 1EA | - | OSYPKA | ­ | 파브메드
G8001009 | 2015-01-01 | BIPOLAR(BALLOON) PACING CATHETER | 전규격 | 1EA | - | ARROW | - | 케이씨피
G8101005 | 2011-09-01 | LEAD ENDOCARDIAL | 1342T,1343K,1346T | 1EA | - | ST. JUDE MEDICAL CARDIAC RHYTHM MANAGEMENT DIVISION | SILICONE/POLYURETHANE | 세인트쥬드메디칼코리아유한회사
G8101013 | 2016-05-01 | PIROUET S+ | 전규격 | 1EA | - | VITATRON MED B.V. | MDX SILICONE | 메드트로닉코리아
G8101014 | 2014-10-01 | ELOX | 전규격 | 1EA | - | BIOTRONIK | - | 한송아이
G8101021 | 2008-10-01 | MEMBRANE EX | 전규격 | 1EA | - | ST.JUDE MEDICAL AB | SILICONE/TITANIUM외 | 세인트쥬드메디칼코리아유한회사
G8101103 | 2016-05-01 | EXCELLENCE PS+ | 전규격 | 1EA | - | VITATRON MED B.V. | 55D POLYURETHANE | 메드트로닉코리아
G8101104 | 2014-10-01 | TIR LEAD | 53-BP,60-BP | 1EA | - | BIOTRONIK | - | 한송아이
G8101121 | 2016-04-01 | IMPLANTABLE CARDIAC PACING LEAD | 전규격 | 1EA | - | ST.JUDE MEDICAL CARDIAC RHYTHM MANAGEMENT DIVISION | SILICONE/POLYURETHANE | 세인트쥬드메디칼코리아유한회사
G8101125 | 2011-02-01 | SWEET TIP LEAD | 전규격 | 1EA | - | GUIDANT | SILICONE | 동아제약(의)
G8101204 | 2014-10-01 | TIJ LEAD | 53-BP | 1EA | - | BIOTRONIK | - | 한송아이
G8101221 | 2017-07-01 | IMPLANTABLE CARDIAC PACING LEAD | 1642T, 1646T | 1EA | - | ST.JUDE MEDICA CARDIAC RHYTHM MANAGEMENT DIVISION | SILICONE 등 | 세인트쥬드메디칼코리아유한회사
G8101225 | 2016-04-01 | EPICARDIAL LEAD | 전규격 | 1EA | - | GUIDANT | SILICONE | 보스톤사이언티픽코리아
G8101304 | 2014-10-01 | ELC LEAD | 35-UP, 35/SUP, 54UP, 54SUP | 1EA | - | BIOTRONIK | - | 한송아이
G8101604 | 2014-10-01 | POLYROX LEAD | PX60BP | 1EA | - | BIOTRONIK | - | 한송아이
G8101704 | 2014-10-01 | SYNOX LEAD | 60BP | 1EA | - | BIOTRONIK | - | 한송아이
G8101804 | 2014-10-01 | POLYROX LEAD | PX53-JBP | 1EA | - | BIOTRONIK | TITANIUM외 | 한송아이
G8101904 | 2014-10-01 | SYNOX LEAD | SX53-JBP | 1EA | - | BIOTRONIK | TITANIUM외 | 한송아이
G8101999 | 2001-10-01 | ENDOCARDIAL LEAD | UNIPASS TYPE | 1EA | - | 전업체 |  | 전업체
G8102004 | 2014-10-01 | LEAD ENDOCARDIAL SL | 전규격 | 1EA | - | BIOTRONIK | - | 한송아이
G8102013 | 2016-05-01 | BRILLIANT S+ | 전규격 | 1EA | - | VITATRON MED B.V. | MDX SILICONE | 메드트로닉코리아
G8103003 | 2008-09-01 | INSYNC 8040 | 전규격 | 1EA | - | MEDTRONIC | TITANIUM | 메드트로닉코리아
G8103021 | 2016-04-01 | FRONTIER Ⅱ | 전규격 | 1EA | - | ST.JUDE MEDICAL CARDIAC RHYTHM MANAGEMENT DIVISION | CP TITANIUM 등 | 세인트쥬드메디칼코리아유한회사
G8201005 | 2010-03-01 | TEMPO V PACEMAKER | 전규격 | 1EA | - | ST. JUDE MEDICAL | SILICONE/TITANIUM | 세인트쥬드메디칼코리아유한회사
G8201013 | 2008-09-01 | JADE PACEMAKER | 전규격 | 1EA | - | VITATRON | TITANIUM | 메드트로닉코리아
G8201021 | 2018-05-01 | REGENCY SC PACEMAKER | 전규격 | 1EA | - | ST.JUDE MEDICAL CARDIAC RHYTHM MANAGEMENT DIVISION | CP TITANIUM | 세인트쥬드메디칼코리아유한회사
G8201025 | 2011-02-01 | PULSAR PACEMAKER | 전규격 | 1EA | - | GUIDANT | TITANIUM | 동아제약(의)
G8201104 | 2014-10-01 | ACTROS S PACEMAKER | 전규격 | 1EA | - | BIOTRONIK | - | 한송아이
G8201121 | 2011-10-01 | VERITY PACEMAKER | 전규격 | 1EA | - | ST.JUDE MEDICAL CARDIAC RHYTHM MANAGEMENT DIVISION | TITANIUM | 세인트쥬드메디칼코리아유한회사
G8201125 | 2011-02-01 | MERIDIAN PACEMAKER | 전규격 | 1EA | - | GUIDANT | TITANIUM | 동아제약(의)
G8201204 | 2014-10-01 | PHILOS S | 전규격 | 1EA | - | BIOTRONIK | TITANIUM | 한송아이
G8201221 | 2018-05-01 | SUSTAIN XL SC PM1134 | 전규격 | 1EA | - | ST.JUDE MEDICAL CARDIAC RHYTHM MANAGEMENT DIVISION | CP TITANIUM | 세인트쥬드메디칼코리아유한회사
G8201225 | 2011-02-01 | DISCOVERY ⅡSSI PACEMAKER | 전규격 | 1EA | - | GUIDANT | TITANIUM | 동아제약(의)
G8201999 | 2001-10-01 | PACEMAKER | SSI, VVI TYPE | 1EA | - | 전업체 |  | 전업체
G8202003 | 2008-09-01 | KAPPA PACEMAKER | 전규격 | 1EA | - | MEDTRONIC | TITANIUM | 메드트로닉코리아
G8202005 | 2010-03-01 | TEMPO VR PACEMAKER | 전규격 | 1EA | - | ST. JUDE MEDICAL | SILICONE/ TITANIUM | 세인트쥬드메디칼코리아유한회사
G8202013 | 2008-09-01 | SIGMA PACEMAKER | 전규격 | 1EA | - | MEDTRONIC | TITANIUM | 메드트로닉코리아
G8202021 | 2011-09-01 | AFFINITY SR PACEMAKER | 5130 | 1EA | - | ST.JUDE MEDICAL | CP TITANIUM | 세인트쥬드메디칼코리아유한회사
G8202025 | 2011-02-01 | PULSR-MAX PACEMAKER | 전규격 | 1EA | - | GUIDANT | TITANIUM | 동아제약(의)
G8202103 | 2008-09-01 | CLARITY PACEMAKER | 전규격 | 1EA | - | VITATRON | TITANIUM | 메드트로닉코리아
G8202104 | 2014-10-01 | ACTROS SR | 전규격 | 1EA | - | BIOTRONIK | - | 한송아이
G8202121 | 2008-10-01 | MICRONY SR(K, II)PACEMAKER | 2425 | 1EA | - | PACESETTER | CP TITANIUM | 세인트쥬드메디칼코리아유한회사
G8202125 | 2011-02-01 | DISCOVERY PACEMAKER | 전규격 | 1EA | - | GUIDANT | TITANIUM | 동아제약(의)
G8202203 | 2016-05-01 | ENPULSE PACEMAKER | 전규격 | 1EA | - | MEDTRONIC EUROPE SARL | - | 메드트로닉코리아
G8202204 | 2014-10-01 | PHILOS SR | 전규격 | 1EA | - | BIOTRONIK | TITANIUM | 한송아이
G8202221 | 2018-05-01 | REGENCY SR PACEMAKER | 2400 | 1EA | - | ST.JUDE MEDICAL CARDIAC RHYTHM MANAGEMENT DIVISION | CP TITANIUM | 세인트쥬드메디칼코리아유한회사
G8202225 | 2011-02-01 | PULSAR-MAX ⅡSSIR PACEMAKER | 전규격 | 1EA | - | GUIDANT | TITANIUM | 동아제약(의)
G8202321 | 2010-03-01 | MICRONY K SR PACEMAKER | 2535 | 1EA | - | ST.JUDE MEDICAL AB | CP TITANIUM | 세인트쥬드메디칼코리아유한회사
G8202421 | 2018-05-01 | MICRONY II SR PACEMAKER | 2525 | 1EA | - | ST.JUDE MEDICAL CARDIAC RHYTHM MANAGEMENT DIVISION | CP TITANIUM | 세인트쥬드메디칼코리아유한회사
G8202521 | 2010-03-01 | INTEGRITY MICRO SR PACEMAKER | 전규격 | 1EA | - | ST.JUDE MEDICAL AB | CP TITANIUM | 세인트쥬드메디칼코리아유한회사
G8202621 | 2011-09-01 | IDENTITY PACEMAKER | 전규격 | 1EA | - | ST.JUDE MEDICAL CARDIAC RHYTHM MANAGEMENT DIVISION | TITANIUM | 세인트쥬드메디칼코리아유한회사
G8202721 | 2018-05-01 | ZEPHYR SSIR | 전규격 | 1EA | - | ST. JUDE MEDICAL CARDIAC RHYTHM MANAGEMENT DIVISION | CP TITANIUM | 세인트쥬드메디칼코리아(유)
G8202821 | 2018-01-01 | ACCENT SR RF | 전규격 | 1EA | - | ST.JUDE MEDICAL CARDIAC RHYTHM MANAGEMENT DIVISION | TITANIUM/SILICONE | 세인트쥬드메디칼코리아유한회사
G8202999 | 2001-10-01 | PACEMAKER | SSIR, VVIR TYPE | 1EA | - | 전업체 |  | 전업체
G8203003 | 2008-09-01 | KAPPA PACEMAKER | VDD | 1EA | - | MEDTRONIC | TITANIUM | 메드트로닉코리아
G8203013 | 2008-09-01 | SIGMA PACEMAKER | VDD | 1EA | - | MEDTRONIC | TITANIUM | 메드트로닉코리아
G8203021 | 2010-03-01 | AFFINITY VDR PACEMAKER | 전규격 | 1EA | - | ST.JUDE MEDICAL | CP TITANIUM | 세인트쥬드메디칼코리아유한회사
G8203103 | 2016-05-01 | SAPHIR PACEMAKER | VDD | 1EA | - | VITATRON | TITANIUM | 메드트로닉코리아
G8203104 | 2014-10-01 | ACTROS SLR PACEMAKER | 전규격 | 1EA | - | BIOTRONIK | - | 한송아이
G8203121 | 2018-05-01 | IDENTITY PACEMAKER | 전규격 | 1EA | - | ST.JUDE MEDICAL CARDIAC RHYTHM MANAGEMENT DIVISION | TITANIUM | 세인트쥬드메디칼코리아유한회사
G8203203 | 2016-05-01 | ENPULSE PACEMAKER | 전규격 | 1EA | - | MEDTRONIC EUROPE SARL | - | 메드트로닉코리아
G8203204 | 2014-10-01 | PHILOS SLR | 전규격 | 1EA | - | BIOTRONIK | TITANIUM | 한송아이
G8203999 | 2001-10-01 | PACEMAKER | VDD TYPE | 1EA | - | 전업체 |  | 전업체
G8204003 | 2008-09-01 | KAPPA PACEMAKER | 전규격 | 1EA | - | MEDTRONIC | TITANIUM | 메드트로닉코리아
G8204005 | 2010-03-01 | TEMPO D PACEMAKER | 전규격 | 1EA | - | ST. JUDE MEDICAL | SILICONE/TITANIUM | 세인트쥬드메디칼코리아유한회사
G8204013 | 2008-09-01 | SIGMA PACEMAKER | 전규격 | 1EA | - | MEDTRONIC | TITANIUM | 메드트로닉코리아
G8204021 | 2010-03-01 | AFFINITY DC PACEMAKER | 전규격 | 1EA | - | ST.JUDE MEDICAL, INC. | CP TITANIUM | 세인트쥬드메디칼코리아유한회사
G8204025 | 2011-02-01 | PULSAR PACEMAKER | 전규격 | 1EA | - | GUIDANT | TITANIUM | 동아제약(의)
G8204103 | 2016-05-01 | RUBY PACEMAKER | 전규격 | 1EA | - | VITATRON | TITANIUM | 메드트로닉코리아
G8204104 | 2014-10-01 | ACTROS D PACEMAKER | 전규격 | 1EA | - | BIOTRONIK | - | 한송아이
G8204121 | 2018-05-01 | IDENTITY PACEMAKER | 전규격 | 1EA | - | ST.JUDE MEDICAL CARDIAC RHYTHM MANAGEMENT DIVISION | TITANIUM | 세인트쥬드메디칼코리아유한회사
G8204125 | 2011-02-01 | MERIDIAN PACEMAKER | 전규격 | 1EA | - | GUIDANT | TITANIUM | 동아제약(의)
G8204203 | 2016-05-01 | ENPULSE PACEMAKER | 전규격 | 1EA | - | MEDTRONIC EUROPE SARL | - | 메드트로닉코리아
G8204204 | 2014-10-01 | PHILOS D | 전규격 | 1EA | - | BIOTRONIK | TITANIUM | 한송아이
G8204221 | 2018-05-01 | SUSTAIN XL DC PM2134 | 전규격 | 1EA | - | ST.JUDE MEDICAL CARDIAC RHYTHM MANAGEMENT DIVISION | CP TITANIUM | 세인트쥬드메디칼코리아유한회사
G8204225 | 2011-02-01 | DISCOVERY ⅡDDD PACEMAKER | 전규격 | 1EA | - | GUIDANT | TITANIUM | 동아제약(의)
G8204999 | 2001-10-01 | PACEMAKER | DDD TYPE | 1EA | - | 전업체 |  | 전업체
G8205003 | 2008-09-01 | KAPPA PACEMAKER | 전규격 | 1EA | - | MEDTRONIC | TITANIUM | 메드트로닉코리아
G8205005 | 2010-03-01 | TEMPO DR PACEMAKER | 전규격 | 1EA | - | ST. JUDE MEDICAL | SILICONE/ TITANIUM | 세인트쥬드메디칼코리아유한회사
G8205013 | 2008-09-01 | SIGMA PACEMAKER | 전규격 | 1EA | - | MEDTRONIC | TITANIUM | 메드트로닉코리아
G8205021 | 2010-03-01 | AFFINITY DR PACEMAKER | 5330 | 1EA | - | ST.JUDE MEDICAL | CP TITANIUM | 세인트쥬드메디칼코리아유한회사
G8205025 | 2011-02-01 | PULSAR-MAX PACEMAKER | 전규격 | 1EA | - | GUIDANT | TITANIUM | 동아제약(의)
G8205103 | 2016-05-01 | CLARITY PACEMAKER | 전규격 | 1EA | - | VITATRON | TITANIUM | 메드트로닉코리아
G8205104 | 2014-10-01 | ACTROS DR PACEMAKER | 전규격 | 1EA | - | BIOTRONIK | - | 한송아이
G8205121 | 2010-03-01 | INTEGRITY MICRO DR PACEMAKER | 전규격 | 1EA | - | ST.JUDE MEDICAL | CP TITANIUM | 세인트쥬드메디칼코리아유한회사
G8205125 | 2011-02-01 | DISCOVERY PACEMAKER | 전규격 | 1EA | - | GUIDANT | TITANIUM | 동아제약(의)
G8205203 | 2016-05-01 | ENPULSE PACEMAKER | 전규격 | 1EA | - | MEDTRONIC EUROPE SARL | - | 메드트로닉코리아
G8205204 | 2014-10-01 | PHILOS DR | 전규격 | 1EA | - | BIOTRONIK | TITANIUM | 한송아이
G8205221 | 2010-03-01 | INTEGRITY AFX DR PACEMAKER | 전규격 | 1EA | - | ST.JUDE MEDICAL | CP TITANIUM | 세인트쥬드메디칼코리아유한회사
G8205225 | 2011-02-01 | PULSAR-MAX ⅡDDDR PACEMAKER | 전규격 | 1EA | - | GUIDANT | TITANIUM | 동아제약(의)
G8205321 | 2011-09-01 | IDENTITY PACEMAKER | 전규격 | 1EA | - | ST.JUDE MEDICAL CARDIAC RHYTHM MANAGEMENT DIVISION | TITANIUM | 세인트쥬드메디칼코리아유한회사
G8205421 | 2018-05-01 | ZEPHYR DDDR | 전규격 | 1EA | - | ST. JUDE MEDICAL CARDIAC RHYTHM MANAGEMENT DIVISION | CP TITANIUM | 세인트쥬드메디칼코리아(유)
G8205521 | 2018-01-01 | ACCENT DR RF | 전규격 | 1EA | - | ST.JUDE MEDICAL CARDIAC RHYTHM MANAGEMENT DIVISION | TITANIUM/SILICONE | 세인트쥬드메디칼코리아유한회사
G8205999 | 2001-10-01 | PACEMAKER | DDDR TYPE | 1EA | - | 전업체 |  | 전업체
G8206003 | 2008-09-01 | SELECTION 9000 PACEMAKER | DDDRP | 1EA | - | VITATRON | TITANIUM 등 | 메드트로닉코리아
G8206013 | 2016-05-01 | AT501 PACEMAKER | DDDRP | 1EA | - | MEDTRONIC | TITANIUM 등 | 메드트로닉코리아
G8207003 | 2008-09-01 | CORONARY SINUS LEAD | 2187, 2188 | 1EA | - | MEDTRONIC | POLYURETHANE | 메드트로닉코리아
G8207021 | 2016-04-01 | QUICKSITE | 전규격 | 1EA | - | ST.JUDE MEDICAL CRMD | SILICONE RUBBER, POLYURETHANE 등 | 세인트쥬드메디칼코리아유한회사
G8301003 | 2008-09-01 | GEM VR SERIES | 전규격 | 1EA | - | MEDTRONIC INC. | TITANIUM + POLYURETHANE | 메드트로닉코리아
G8301013 | 2016-05-01 | MAXIMO VR | 전규격 | 1EA | - | MEDTRONIC BV | TITANIUM + POLYURETHANE | 메드트로닉코리아
G8301018 | 2013-05-01 | LEXOS VR | 전규격 | 1EA | - | BIOTRONIK SE&CO.KG | TITANIUM + EPOXY | 바이오트로닉코리아
G8301021 | 2011-09-01 | ATLAS VR | 전규격 | 1EA | - | ST.JUDE MEDICAL | TITANIUM + POLYURETHANE | 세인트쥬드메디칼코리아유한회사
G8301025 | 2011-02-01 | VENTAK PRIZM 2VR | 전규격 | 1EA | - | GUIDANT-CPI | TITANIUM + POLYURETHANE | 동아제약(의)
G8301103 | 2008-09-01 | MARQUIS VR SERIES | 전규격 | 1EA | - | MEDTRONIC PUERTO RICO OPERATION COMPANY | TITANIUM + POLYURETHANE | 메드트로닉코리아
G8301121 | 2010-03-01 | PHOTON μ VR | 전규격 | 1EA | - | ST.JUDE MEDICAL | TITANIUM + POLYURETHANE | 세인트쥬드메디칼코리아유한회사
G8301203 | 2018-11-01 | VIRTUOSO VR | 전규격 | 1EA | - | MEDTRONIC EUROPE SARL | TITANIUM + POLYURETHANE | 메드트로닉코리아
G8301221 | 2011-10-01 | EPIC＋ VR | 전규격 | 1EA | - | ST.JUDE MEDICAL CRMD | TITANIUM + EPOXY | 세인트쥬드메디칼코리아유한회사
G8301321 | 2016-04-01 | CURRENT VR | 전규격 | 1EA | - | ST.JUDE MEDICAL CRMD | TITANIUM + EPOXY | 세인트쥬드메디칼코리아유한회사
G8301421 | 2018-01-01 | FORTIFY VR | 전규격 | 1EA | - | ST.JUDE MEDICAL CRMD | TITANIUM + EPOXY | 세인트쥬드메디칼코리아유한회사
G8301517 | 2018-05-01 | RESONATE EL MRI ICD VR | 전규격 | 1EA | - | CARDIAC PACEMAKERS INCORPORATED A WHOLLY OWNED SUBSIDIARY OF GUIDANT CORPORATION A WHOLLY OWNED SUBSIDIARY OF BOSTON SCIENTIFIC CORPORATION | TITANIUM, POLYURETHANE 등 | 보스톤사이언티픽코리아
G8301521 | 2018-01-01 | FORTIFY VR(Q TYPE) | 전규격 | 1EA | - | ST.JUDE MEDICAL CRMD | TITANIUM + EPOXY | 세인트쥬드메디칼코리아유한회사
G8302003 | 2008-09-01 | GEM DR SERIES | 전규격 | 1EA | - | MEDTRONIC INC. | TITANIUM + POLYURETHANE | 메드트로닉코리아
G8302013 | 2016-05-01 | MAXIMO DR | 전규격 | 1EA | - | MEDTRONIC BV | TITANIUM + POLYURETHANE | 메드트로닉코리아
G8302018 | 2013-05-01 | LEXOS DR | 전규격 | 1EA | - | BIOTRONIK SE&CO.KG | TITANIUM + EPOXY | 바이오트로닉코리아
G8302021 | 2011-09-01 | ATLAS DR | 전규격 | 1EA | - | ST.JUDE MEDICAL | TITANIUM + POLYURETHANE | 세인트쥬드메디칼코리아유한회사
G8302025 | 2011-02-01 | VENTAK PRIZM 2DR | 전규격 | 1EA | - | GUIDANT-CPI | TITANIUM + POLYURETHANE | 동아제약(의)
G8302103 | 2008-09-01 | MARQUIS DR SERIES | 전규격 | 1EA | - | MEDTRONIC PUERTO RICO OPERATIONS COMPANY | TITANIUM 등 | 메드트로닉코리아
G8302121 | 2011-10-01 | PHOTON μ DR | 전규격 | 1EA | - | ST.JUDE MEDICAL | TITANIUM + POLYURETHANE | 세인트쥬드메디칼코리아유한회사
G8302203 | 2018-11-01 | VIRTUOSO DR | 전규격 | 1EA | - | MEDTRONIC EUROPE SARL | TITANIUM + POLYURETHANE | 메드트로닉코리아
G8302221 | 2011-10-01 | EPIC＋ DR | 전규격 | 1EA | - | ST.JUDE MEDICAL CRMD | TITANIUM + EPOXY | 세인트쥬드메디칼코리아유한회사
G8302321 | 2016-04-01 | CURRENT DR | 전규격 | 1EA | - | ST.JUDE MEDICAL CRMD | TITANIUM + EPOXY | 세인트쥬드메디칼코리아유한회사
G8302421 | 2018-01-01 | FORTIFY DR | 전규격 | 1EA | - | ST.JUDE MEDICAL CRMD | TITANIUM + EPOXY | 세인트쥬드메디칼코리아유한회사
G8302517 | 2018-05-01 | RESONATE EL MRI ICD DR | 전규격 | 1EA | - | CARDIAC PACEMAKERS INCORPORATED A WHOLLY OWNED SUBSIDIARY OF GUIDANT CORPORATION A WHOLLY OWNED SUBSIDIARY OF BOSTON SCIENTIFIC CORPORATION | TITANIUM, POLYURETHANE 등 | 보스톤사이언티픽코리아
G8302521 | 2018-01-01 | FORTIFY DR(Q TYPE) | 전규격 | 1EA | - | ST.JUDE MEDICAL CRMD | TITANIUM + EPOXY | 세인트쥬드메디칼코리아유한회사
G8303003 | 2008-09-01 | INSYNC ICD | 전규격 | 1EA | - | MEDTR0NIC BV | TITANIUM + POLYURETHANE | 메드트로닉코리아
G8303013 | 2016-05-01 | INSYNC Ⅲ MARQUIS | 전규격 | 1EA | - | MEDTRONIC BV | TITANIUM + POLYURETHANE | 메드트로닉코리아
G8303021 | 2011-09-01 | ATLAS + HF | 전규격 | 1EA | - | ST.JUDE MEDICAL CARDIAC RHYTHM MANAGEMENT DIVISION | TITANIUM + EPOXY | 세인트쥬드메디칼코리아유한회사
G8303103 | 2020-06-01 | CONCERTO | 전규격 | 1EA | - | MEDTRONIC EUROPE SARL | TITANIUM + POLYURETHANE | 메드트로닉코리아
G8303121 | 2017-07-01 | PROMOTE CRT-D | 전규격 | 1EA | - | ST.JUDE MEDICAL CRMD | TITANIUM + EPOXY | 세인트쥬드메디칼코리아유한회사
G8303303 | 2019-12-01 | VIVA QUAD XT | 전규격 | 1EA | - | MEDTRONIC INC | TITANIUM + POLYURETHANE | 메드트로닉코리아
G8401021 | 2011-09-01 | RIATA TRANSVENOUS TACHYARRHYTHMIA LEAD | 전규격 | 1EA | - | ST.JUDE MEDICAL CRMD | SILICONE + TITANIUM | 세인트쥬드메디칼코리아유한회사
G8401121 | 2010-03-01 | SPL LEAD | 전규격 | 1EA | - | ST.JUDE MEDICAL AB | SILICONE + TITANIUM | 세인트쥬드메디칼코리아유한회사
H0001001 | 2004-04-01 | TUTOPLAST DURA | 1.5 X 3CM | 1EA | - | TUTOGEN |  | 우양메디칼
H0001002 | 2004-04-01 | TUTOPLAST DURA | 4 X 5CM | 1EA | - | TUTOGEN |  | 우양메디칼
H0001003 | 2004-04-01 | TUTOPLAST DURA | 4 X 10CM | 1EA | - | TUTOGEN |  | 우양메디칼
H0001004 | 2004-04-01 | TUTOPLAST DURA | 5 X 11CM | 1EA | - | TUTOGEN |  | 우양메디칼
H0001005 | 2004-04-01 | TUTOPLAST DURA | 6 X 8CM | 1EA | - | TUTOGEN |  | 우양메디칼
H0001006 | 2004-04-01 | TUTOPLAST DURA | 7 X 8CM | 1EA | - | TUTOGEN |  | 우양메디칼
H0001007 | 2004-04-01 | TUTOPLAST DURA | 1/2 CALOTTE | 1EA | - | TUTOGEN |  | 우양메디칼
H0011007 | 2016-04-01 | DURA-GUARD | 4 X 4CM | 1EA | - | A DIVISION OF SYNOVIS LIFE TECHNOLOGIES, INC. | BOVINE PERICARDIUM | 지상양행
H0011008 | 2016-04-01 | DURA-GUARD | 2 X 9CM | 1EA | - | A DIVISION OF SYNOVIS LIFE TECHNOLOGIES, INC. | BOVINE PERICARDIUM | 지상양행
H0011009 | 2016-04-01 | DURA-GUARD | 6 X 8CM | 1EA | - | A DIVISION OF SYNOVIS LIFE TECHNOLOGIES, INC. | BOVINE PERICARDIUM | 지상양행
H0011010 | 2016-04-01 | DURA-GUARD | 8 X 14CM | 1EA | - | A DIVISION OF SYNOVIS LIFE TECHNOLOGIES, INC. | BOVINE PERICARDIUM | 지상양행
H0011011 | 2016-04-01 | DURA-GUARD | 10 X 16CM | 1EA | - | A DIVISION OF SYNOVIS LIFE TECHNOLOGIES, INC. | BOVINE PERICARDIUM | 지상양행
H0023001 | 2015-10-01 | NEURO-TEX | 3CMX3CM | 1EA | - | THT | POLYESTER, POLYURETHANE COATING | 원호메드
H0023002 | 2014-10-01 | NEURO-TEX | 4CMX6CM | 1EA | - | THT | POLYESTER, POLYURETHANE COATING | 원호메드
H0023003 | 2015-10-01 | NEURO-TEX | 6CMX8CM | 1EA | - | THT | POLYESTER, POLYURETHANE COATING | 원호메드
H0023004 | 2014-10-01 | NEURO-TEX | 8CMX10CM | 1EA | - | THT | POLYESTER, POLYURETHANE COATING | 원호메드
H0023005 | 2014-10-01 | NEURO-TEX | 10CMX15CM | 1EA | - | THT | POLYESTER, POLYURETHANE COATING | 원호메드
H0101001 | 2004-04-01 | TUTOPLAST FASCIA LATA | 0.3 X 12CM | 1EA | - | TUTOGEN |  | 우양메디칼
H0101002 | 2004-04-01 | TUTOPLAST FASCIA LATA | 2 X 3CM | 1EA | - | TUTOGEN |  | 우양메디칼
H0101003 | 2004-04-01 | TUTOPLAST FASCIA LATA | 4 X 5CM | 1EA | - | TUTOGEN |  | 우양메디칼
H0101004 | 2004-04-01 | TUTOPLAST FASCIA LATA | 4 X 10CM | 1EA | - | TUTOGEN |  | 우양메디칼
H0101005 | 2004-04-01 | TUTOPLAST FASCIA LATA | 6 X 12CM | 1EA | - | TUTOGEN |  | 우양메디칼
H0101006 | 2004-05-01 | TUTOPLAST FASCIA LATA | 2 X 20CM | 1EA | - | TUTOGEN |  | 우양메디칼
H0101007 | 2004-04-01 | TUTOPLAST FASCIA LATA | 4 X 20CM | 1EA | - | TUTOGEN |  | 우양메디칼
H1002001 | 2016-05-01 | ANEURYSM CLIP YASARGIL | MINI PERMANENT | 1EA | - | AESCULAP | PHYNOX COBALT ALLOY | 비브라운코리아
H1003001 | 2018-10-01 | ANEURYSM CLIPS SUNDT -KEES SLIMLINE | GRAFT TYPE 전규격 | 1EA | - | CODMAN | STAINLESS STEEL +TEFLON FABRIC | 한국존슨앤드존슨메디칼
H1004001 | 2016-04-01 | ANEURYSM CLIP PERNECZKY | STRAIGHT | 1EA | - | ZEPPELIN | CR, - NI, -MO, -ISO | 경원메디칼
H1004002 | 2016-04-01 | ANEURYSM CLIP PERNECZKY | ANGLED | 1EA | - | ZEPPELIN | CR, - NI, -MO, -ISO | 경원메디칼
H1004003 | 2016-04-01 | ANEURYSM CLIP PERNECZKY | UPW.CURVED | 1EA | - | ZEPPELIN | CR, - NI, -MO, -ISO | 경원메디칼
H1004004 | 2016-04-01 | ANEURYSM CLIP PERNECZKY | SIDEWARD CURVED (45 ANGLED 포함) | 1EA | - | ZEPPELIN | CR, - NI, -MO, -ISO | 경원메디칼
H1004005 | 2016-04-01 | ANEURYSM CLIP PERNECZKY | BAYONET | 1EA | - | ZEPPELIN | CR, - NI, -MO, -ISO | 경원메디칼
H1004006 | 2016-04-01 | ANEURYSM CLIP PERNECZKY | FENESTRATED(ANGLED 포함) | 1EA | - | ZEPPELIN | CR, - NI, -MO, -ISO | 경원메디칼
H2001002 | 2016-03-01 | ALL PROXIMAL FLUSHING VALVE | BURR HOLE | 1EA | - | HEYER-SCHULTE | SILICONE + POLYPROPYLENE | 동방의료기
H2002002 | 2016-03-01 | LOW PROFILE VALVE II (LPV II) SET | 전규격 | 1SET | - | HEYER SCHULTE | SILICONE | 동방의료기
H2002990 | 2001-10-01 | SHUNT GENERAL VALVE | 전규격 | 1EA | - | 전업체 |  | 전업체
H2002999 | 2001-10-01 | SHUNT SYSTEM WITH GENERAL VALVE | 전규격 | 1SET | - | 전업체 |  | 전업체
H2003002 | 2016-03-01 | NOVUS SHUNT SET | 전규격 | 1SET | - | HEYER SCHULTE | SILICONE | 동방의료기
H2003007 | 2016-03-01 | ORBIS SIGMA VALVE SET (V-P, L-P) | 전규격 | 1SET | - | NMT NEUROSCIENCE | POLYSULFONE/RUBY | 두성바이오메드
H2003013 | 2016-03-01 | DIAMOND VALVE SET (BURR HOLE WITH ANTI SIPHON) | 전규격 | 1SET | - | PHOENIX | SILICONE,POLYSULFONE,POLYESTER | 이건메디칼
H2003017 | 2016-04-01 | OSV Ⅱ SYSTEM(V-P, L-P) | 전규격 | 1SET | - | INTEGRA NEUROSCIENCES IMPLANTS S.A. | SILICONE ELASTOMER 등 | 두하메드
H2003990 | 2001-10-01 | SHUNT SPECIAL VALVE | 전규격 | 1EA | - | 전업체 |  | 전업체
H2003999 | 2001-10-01 | SHUNT SYSTEM WITH SPECIAL VALVE | 전규격 | 1SET | - | 전업체 |  | 전업체
H2006002 | 2016-03-01 | LPV SHUNT VALVE II | 전규격 | 1EA | - | HEYER SCHULTE | SILICONE | 동방의료기
H2007002 | 2016-03-01 | NOVUS VALVE | 전규격 | 1EA | - | HEYER SCHULTE | SILICONE | 동방의료기
H2007013 | 2011-10-01 | DIAMOND VALVE (BURR HOLE WITH ANTI SIPHON DEVICE) | 전규격 | 1EA | - | PHOENIX | SILICONE, POLYSULFONE,POLYESTER | 이건메디칼
H2011013 | 2011-10-01 | SHUNT CSF - VEMTRICULAR CATHETER | 전규격 | 1EA | - | PHOENIX | SILICONE,POLYSULFONE,POLYESTER | 이건메디칼
H2012013 | 2011-10-01 | SHUNT CSF - PERITONEAL OPEN-END CATHETER | 전규격 | 1EA | - | PHOENIX | SILICONE,POLYSULFONE,POLYESTER | 이건메디칼
H2021002 | 2016-03-01 | SHUNT CONNECTOR | 전규격(3-WAY 제외) | 1EA | - | HEYER-SCHULTE | SILICONE | 동방의료기
H2022002 | 2016-03-01 | SHUNT CONNECTOR | 3-WAY | 1EA | - | HEYER-SCHULTE | SILICONE | 동방의료기
H2031012 | 2016-04-01 | SHUNT V-P & V-A DISTAL FLUSHING RESERVOIR | 전규격 | 1EA | - | HEYER-SCHULTE | SILICONE | 동방의료기
H2032002 | 2016-03-01 | SHUNT V-P & V-A PROXIMAL ANTI-SIPHON DEVICE | 전규격 | 1EA | - | HEYER-SCHULTE | - | 동방의료기
H2101002 | 2016-03-01 | HEYER-SCHULTS ONE PIECE SHUNT | 전규격 | 1EA | - | HEYER-SCHULTE | SILICONE | 동방의료기
H2101007 | 2016-03-01 | OMNI SHUNT SYSTEM | 전규격 | 1EA | - | NMT NEUROSCIENCE | SILICONE ELASTOMER + BaSO4 | 두성바이오메드
H2201002 | 2016-03-01 | SHUNT L-P SPETZLER ONE-PIECE | 전규격 | 1EA | - | HEYER-SCHULTE | SILICONE | 동방의료기
H2203002 | 2016-03-01 | SHUNT L-P SPETZLER FLUSHING RESERVOIR | 전규격 | 1EA | - | HEYER-SCHULTE | SILICONE | 동방의료기
H2301004 | 2012-01-01 | PROGRAMMABLE VALVE SYSTEM | RIGHT ANGLE ADAPTOR | 1EA | - | CODMAN | PLASTIC | 한국존슨앤드존슨메디칼
H2301103 | 2012-12-01 | DEPUY PROGRAMMABLE VALVE SYSTEM | 전규격 | 1EA | - | CODMAN SARL | TANTALUM,SILICON VARIUM SULFATE 등 | 한국존슨앤드존슨메디칼
H2501004 | 2016-03-01 | PLEURO-PERITONEAL SHUNT, DENVER | PERITONEAL CATH, PLEURAL CATH, PUMP CHAMBER | 1EA | - | DENVER | SILICONE TUBE | 지상양행
H2502004 | 2016-03-01 | DENVER PERITONEO-VENOUS SHUNT | PERITONEAL CATH+VENOUS CATH+PUMP CHAMBER | 1EA | - | DENVER | SILICON RUBBER | 지상양행
H2602002 | 2016-03-01 | EVD CATHETER | W/STYLET | 1EA | - | HEYER-SCHULTE | SILICONE | 동방의료기
H2602007 | 2016-03-01 | INTERGRAL VENTRICULAR CATHETER | W/ STYLET | 1EA | - | NMTNEUROSCIENCE | SILICONE RUBBER | 두성바이오메드
H2602008 | 2016-03-01 | EVD VENTRICULAR CATHETER | W/ STYLET | 1EA | - | FUJI | SILICONE RUBBER | 인성메디칼
H2603002 | 2016-03-01 | EVD LINE | 전규격 | 1EA | - | HEYER-SCHULTE | SILICONE | 동방의료기
H2603008 | 2016-03-01 | EVD LINE | 전규격 | 1EA | - | FUJI | SILICONE RUBBER | 인성메디칼
H2604002 | 2016-03-01 | EVD BAG | 전규격 | 1EA | - | HEYER-SCHULTE | SILICONE | 동방의료기
H2604007 | 2016-03-01 | INTERGRAL DRAINAGE BAG | 전규격 | 1EA | - | NMTNEUROSCIENCE | SILICONE RUBBER | 두성바이오메드
H2604008 | 2016-03-01 | EVD BAG | 전규격 | 1EA | - | FUJI | SILICONE RUBBER | 인성메디칼
H2701005 | 2016-04-01 | EDD SET | 전규격 | 1EA | - | KANEKA | SILASCON | 율지무역
H3006001 | 2011-06-01 | QUIKDISK | 14MM, 20MM | 1EA | - | STRYKER LEIBINGER | TITANIUM | 한국스트라이커
H3010001 | 2010-10-01 | QUICKFLAP |  | 1KIT | - | STRYKER LEIBINGER | TITANIUM | 한국스트라이커
H3025004 | 2011-04-01 | NS KIT MICRO TYPE(STERILE) | PLATE CURVED*1 SCREW*6 | 1 SET | - | JAEIL MEDICAL CORPORATION | PLATE: PURE TITANIUM SCREW :TITANIUM ALLOY | 제일메디칼코퍼레이션
H3025005 | 2011-04-01 | NS KIT MICRO TYPE(STERILE) | PLATE STRAIGHT 4H*1 SCREW*4 | 1 SET | - | JAEIL MEDICAL CORPORATION | PLATE: PURE TITANIUM SCREW :TITANIUM ALLOY | 제일메디칼코퍼레이션
H3025006 | 2011-04-01 | NS KIT MICRO TYPE(STERILE) | PLATE X SHAPE*1 SCREW*4 | 1 SET | - | JAEIL MEDICAL CORPORATION | PLATE: PURE TITANIUM SCREW :TITANIUM ALLOY | 제일메디칼코퍼레이션
H3025007 | 2011-04-01 | NS KIT MICRO TYPE(STERILE) | PLATE DOUBLE Y SHAPE*1 SCREW*6 | 1 SET | - | JAEIL MEDICAL CORPORATION | PLATE: PURE TITANIUM SCREW :TITANIUM ALLOY | 제일메디칼코퍼레이션
H3025008 | 2011-04-01 | NS KIT MICRO TYPE(STERILE) | PLATE GAP SMALL*1 SCREW*6 | 1 SET | - | JAEIL MEDICAL CORPORATION | PLATE: PURE TITANIUM SCREW :TITANIUM ALLOY | 제일메디칼코퍼레이션
H3025009 | 2011-04-01 | NS KIT MICRO TYPE(STERILE) | PLATE GAP MEDIUM*1 SCREW*6 | 1 SET | - | JAEIL MEDICAL CORPORATION | PLATE: PURE TITANIUM SCREW :TITANIUM ALLOY | 제일메디칼코퍼레이션
H3025010 | 2011-04-01 | NS KIT MICRO TYPE(STERILE) | PLATE GAP LARGE *1 SCREW*6 | 1 SET | - | JAEIL MEDICAL CORPORATION | PLATE: PURE TITANIUM SCREW :TITANIUM ALLOY | 제일메디칼코퍼레이션
H3025011 | 2011-04-01 | NS KIT MICRO TYPE(STERILE) | PLATE BUR HOLE*1 SCREW*4 | 1 SET | - | JAEIL MEDICAL CORPORATION | PLATE: PURE TITANIUM SCREW :TITANIUM ALLOY | 제일메디칼코퍼레이션
H3025017 | 2011-04-01 | NS KIT MID TYPE(STERILE) | PLATE CURVED*1 SCREW*6 | 1 SET | - | JAEIL MEDICAL CORPORATION | PLATE: PURE TITANIUM SCREW :TITANIUM ALLOY | 제일메디칼코퍼레이션
H3025018 | 2011-04-01 | NS KIT MID TYPE(STERILE) | PLATE STRAIGHT 4H*1 SCREW*4 | 1 SET | - | JAEIL MEDICAL CORPORATION | PLATE: PURE TITANIUM SCREW :TITANIUM ALLOY | 제일메디칼코퍼레이션
H3025019 | 2011-04-01 | NS KIT MID TYPE(STERILE) | PLATE DOUBLE Y SHAPE*1 SCREW*6 | 1 SET | - | JAEIL MEDICAL CORPORATION | PLATE: PURE TITANIUM SCREW :TITANIUM ALLOY | 제일메디칼코퍼레이션
H3025020 | 2011-04-01 | NS KIT MID TYPE(STERILE) | PLATE GAP SMALL*1 SCREW*6 | 1 SET | - | JAEIL MEDICAL CORPORATION | PLATE: PURE TITANIUM SCREW :TITANIUM ALLOY | 제일메디칼코퍼레이션
H3025021 | 2011-04-01 | NS KIT MID TYPE(STERILE) | PLATE GAP MEDIUM*1 SCREW*6 | 1 SET | - | JAEIL MEDICAL CORPORATION | PLATE: PURE TITANIUM SCREW :TITANIUM ALLOY | 제일메디칼코퍼레이션
H3025022 | 2011-04-01 | NS KIT MID TYPE(STERILE) | PLATE GAP LARGE*1 SCREW*6 | 1 SET | - | JAEIL MEDICAL CORPORATION | PLATE: PURE TITANIUM SCREW :TITANIUM ALLOY | 제일메디칼코퍼레이션
H3025023 | 2011-04-01 | NS KIT MID TYPE(STERILE) | PLATE BUR HOLE*1 SCREW*4 | 1 SET | - | JAEIL MEDICAL CORPORATION | PLATE: PURE TITANIUM SCREW :TITANIUM ALLOY | 제일메디칼코퍼레이션
H3025028 | 2011-04-01 | NS KIT MICRO TYPE(STERILE) | PLATE CURVED *1 SCREW*4 | 1 SET | - | JAEIL MEDICAL CORPORATION | PLATE: PURE TITANIUM SCREW :TITANIUM ALLOY | 제일메디칼코퍼레이션
H3025036 | 2011-04-01 | NS KIT MICRO TYPE(STERILE) | PLATE Y SHAPE*1 SCREW*3 | 1 SET | - | JAEIL MEDICAL CORPORATION | PLATE: PURE TITANIUM SCREW :TITANIUM ALLOY | 제일메디칼코퍼레이션
H3025037 | 2011-04-01 | NS KIT MICRO TYPE(STERILE) | PLATE Y SHAPE*1 SCREW*5 | 1 SET | - | JAEIL MEDICAL CORPORATION | PLATE: PURE TITANIUM SCREW :TITANIUM ALLOY | 제일메디칼코퍼레이션
H3026001 | 2015-02-01 | BIOPLATE | STRAIGHT 2H | 1EA | - | BIOPLATE.INC | UNALLOYED TITANIUM | 한국존슨앤드존슨메디칼
H3026003 | 2015-02-01 | BIOPLATE | CURVED 8-10H | 1EA | - | BIOPLATE.INC | UNALLOYED TITANIUM | 한국존슨앤드존슨메디칼
H3026004 | 2015-02-01 | BIOPLATE | STRAIGHT 12-18H | 1EA | - | BIOPLATE.INC | UNALLOYED TITANIUM | 한국존슨앤드존슨메디칼
H3026005 | 2015-02-01 | BIOPLATE | X SHAPE | 1EA | - | BIOPLATE.INC | UNALLOYED TITANIUM | 한국존슨앤드존슨메디칼
H3026006 | 2015-02-01 | BIOPLATE | Y SHAPE | 1EA | - | BIOPLATE.INC | UNALLOYED TITANIUM | 한국존슨앤드존슨메디칼
H3026007 | 2015-02-01 | BIOPLATE | T SHAPE | 1EA | - | BIOPLATE.INC | UNALLOYED TITANIUM | 한국존슨앤드존슨메디칼
H3026008 | 2015-02-01 | BIOPLATE | BURR HOLE | 1EA | - | BIOPLATE.INC | UNALLOYED TITANIUM | 한국존슨앤드존슨메디칼
H3026009 | 2015-02-01 | BIOPLATE | BOXCAR 2X2H | 1EA | - | BIOPLATE.INC | UNALLOYED TITANIUM | 한국존슨앤드존슨메디칼
H3026010 | 2015-02-01 | BIOPLATE | BOXCAR 3X2H | 1EA | - | BIOPLATE.INC | UNALLOYED TITANIUM | 한국존슨앤드존슨메디칼
H3026011 | 2015-02-01 | BIOPLATE | BOXCAR 4X2H | 1EA | - | BIOPLATE.INC | UNALLOYED TITANIUM | 한국존슨앤드존슨메디칼
H3026012 | 2015-02-01 | BIOPLATE | LATTICE 8H(6X8H) | 1EA | - | BIOPLATE.INC | UNALLOYED TITANIUM | 한국존슨앤드존슨메디칼
H3026013 | 2015-02-01 | BIOPLATE | GAP | 1EA | - | BIOPLATE.INC | UNALLOYED TITANIUM | 한국존슨앤드존슨메디칼
H3026014 | 2015-02-01 | BIOPLATE BIOMESH | 20X20MM | 1EA | - | BIOPLATE.INC | UNALLOYED TITANIUM | 한국존슨앤드존슨메디칼
H3026015 | 2015-02-01 | BIOPLATE BIOMESH | 33X48MM | 1EA | - | BIOPLATE.INC | UNALLOYED TITANIUM | 한국존슨앤드존슨메디칼
H3026016 | 2015-02-01 | BIOPLATE BIOMESH | 36X52MM | 1EA | - | BIOPLATE.INC | UNALLOYED TITANIUM | 한국존슨앤드존슨메디칼
H3026017 | 2015-02-01 | BIOPLATE BIOMESH | 60X60MM | 1EA | - | BIOPLATE.INC | UNALLOYED TITANIUM | 한국존슨앤드존슨메디칼
H3026018 | 2015-02-01 | BIOPLATE BIOMESH | 65X65MM | 1EA | - | BIOPLATE.INC | UNALLOYED TITANIUM | 한국존슨앤드존슨메디칼
H3026019 | 2015-02-01 | BIOPLATE BIOMESH | 85X90MM | 1EA | - | BIOPLATE.INC | UNALLOYED TITANIUM | 한국존슨앤드존슨메디칼
H3026020 | 2015-02-01 | BIOPLATE BIOMESH | 90X92MM | 1EA | - | BIOPLATE.INC | UNALLOYED TITANIUM | 한국존슨앤드존슨메디칼
H3026021 | 2015-02-01 | BIOPLATE BIOMESH | 127X131MM | 1EA | - | BIOPLATE.INC | UNALLOYED TITANIUM | 한국존슨앤드존슨메디칼
H3030002 | 2019-01-01 | QUIKFLAP SYSTEM | PALTE STRAIGHT 2H*3 SCREW*6 | 1KIT | - | STRYKER LEIBINGER | PLATE: TITANIUM SCREW :TITANIUM ALLOY | 한국스트라이커
H3100001 | 2004-03-01 | CORTICAL ELECTRODE | 4CH | 1EA | - | PMT CORP. | STAINLESS STEEL | 반도뉴팜
H3100002 | 2004-03-01 | CORTICAL ELECTRODE | 4CH | 1EA | - | AD-TECH. | STAINLESS STEEL | 반도뉴팜
H3100003 | 2004-03-01 | ELECTRODE, CORTICAL STRIP | 4CH | 1EA | - | RADIONICS | STAINLESS STEEL | 유성통상
H3100005 | 2016-04-01 | PMT CORTAC CORTICAL ELECTRODE | 4CH | 1EA | - | PMT CORPORATION | STAINLESS STEEL | 제신약품
H3101001 | 2004-03-01 | CORTICAL ELECTRODE | 6CH | 1EA | - | PMT CORP. | STAINLESS STEEL | 반도뉴팜
H3101002 | 2004-03-01 | CORTICAL ELECTRODE | 6CH | 1EA | - | AD-TECH. | STAINLESS STEEL | 반도뉴팜
H3101003 | 2004-03-01 | ELECTRODE, CORTICAL STRIP | 6CH | 1EA | - | RADIONICS | STAINLESS STEEL | 유성통상
H3101005 | 2016-04-01 | PMT CORTAC CORTICAL ELECTRODE | 6CH | 1EA | - | PMT CORPORATION | STAINLESS STEEL | 제신약품
H3102001 | 2004-03-01 | CORTICAL ELECTRODE | 8CH | 1EA | - | PMT CORP. | STAINLESS STEEL | 반도뉴팜
H3102002 | 2004-03-01 | CORTICAL ELECTRODE | 8CH | 1EA | - | AD-TECH. | STAINLESS STEEL | 반도뉴팜
H3102003 | 2004-03-01 | ELECTRODE, CORTICAL STRIP(GRID) | 8CH | 1EA | - | RADIONICS | STAINLESS STEEL | 유성통상
H3102005 | 2016-04-01 | PMT CORTAC CORTICAL ELECTRODE | 8CH | 1EA | - | PMT CORPORATION | STAINLESS STEEL | 제신약품
H3103002 | 2004-03-01 | CORTICAL ELECTRODE | 10CH | 1EA | - | AD-TECH. | STAINLESS STEEL | 반도뉴팜
H3104002 | 2004-03-01 | CORTICAL ELECTRODE | 12CH | 1EA | - | AD-TECH. | STAINLESS STEEL | 반도뉴팜
H3105002 | 2004-03-01 | CORTICAL ELECTRODE | 16CH | 1EA | - | AD-TECH. | STAINLESS STEEL | 반도뉴팜
H3105003 | 2004-03-01 | ELECTRODE, CORTICAL GRID | 16CH | 1EA | - | RADIONICS | STAINLESS STEEL | 유성통상
H3106001 | 2004-03-01 | CORTICAL ELECTRODE | 20CH | 1EA | - | PMT CORP. | STAINLESS STEEL | 반도뉴팜
H3106002 | 2004-03-01 | CORTICAL ELECTRODE | 20CH | 1EA | - | AD-TECH. | STAINLESS STEEL | 반도뉴팜
H3106003 | 2004-03-01 | ELECTRODE, CORTICAL GRID | 20CH | 1EA | - | RADIONICS | STAINLESS STEEL | 유성통상
H3106005 | 2016-04-01 | PMT CORTAC CORTICAL ELECTRODE | 20CH | 1EA | - | PMT CORPORATION | STAINLESS STEEL | 제신약품
H3107003 | 2004-03-01 | ELECTRODE, CORTICAL GRID | 24CH | 1EA | - | RADIONICS | STAINLESS STEEL | 유성통상
H3108001 | 2004-03-01 | CORTICAL ELECTRODE | 32CH | 1EA | - | PMT CORP. | STAINLESS STEEL | 반도뉴팜
H3108002 | 2004-03-01 | CORTICAL ELECTRODE | 32CH | 1EA | - | AD-TECH | STAINLESS STEEL | 반도뉴팜
H3108003 | 2004-03-01 | ELECTRODE, CORTICAL GRID | 32CH | 1EA | - | RADIONICS | STAINLESS STEEL | 유성통상
H3108005 | 2016-04-01 | PMT CORTAC CORTICAL ELECTRODE | 32CH | 1EA | - | PMT CORPORATION | STAINLESS STEEL | 제신약품
H3109002 | 2004-03-01 | CORTICAL ELECTRODE | 48CH | 1EA | - | AD-TECH | STAINLESS STEEL | 반도뉴팜
H3110001 | 2004-03-01 | CORTICAL ELECTRODE | 64CH | 1EA | - | PMT CORP. | STAINLESS STEEL | 반도뉴팜
H3110002 | 2004-03-01 | CORTICAL ELECTRODE | 64CH | 1EA | - | AD-TECH. | STAINLESS STEEL | 반도뉴팜
H3110003 | 2004-03-01 | ELECTRODE, CORTICAL GRID | 64CH | 1EA | - | RADIONICS | STAINLESS STEEL | 유성통상
H3110005 | 2016-04-01 | PMT CORTAC CORTICAL ELECTRODE | 64CH | 1EA | - | PMT CORPORATION | STAINLESS STEEL | 제신약품
H3111002 | 2004-03-01 | FORAMEN OVALE ELECTRODE | 3CH | 1EA | - | AD-TECH. | PLATINUM | 반도뉴팜
H3200002 | 2004-03-01 | ELECTRODE CABLE | 3CH | 1EA | - | AD-TECH. | COOPER | 반도뉴팜
H3201002 | 2004-03-01 | ELECTRODE CABLE | 4CH | 1EA | - | AD-TECH. | COOPER | 반도뉴팜
H3201003 | 2004-03-01 | CABLE, ELECTRODE CONNECTING | 4 CONTACT | 1EA | - | RADIONICS | GOLD CONTACT | 유성통상
H3201005 | 2016-04-01 | PMT INTERCONNECTION CABLES | 4CH | 1EA | - | PMT CORPORATION | COOPER | 제신약품
H3202002 | 2004-03-01 | ELECTRODE CABLE | 6CH | 1EA | - | AD-TECH. | COOPER | 반도뉴팜
H3202003 | 2004-03-01 | CABLE, ELECTRODE CONNECTING | 6 CONTACT | 1EA | - | RADIONICS | GOLD CONTACT | 유성통상
H3202005 | 2016-04-01 | PMT INTERCONNECTION CABLES | 6CH | 1EA | - | PMT CORPORATION | COOPER | 제신약품
H3203002 | 2004-03-01 | ELECTRODE CABLE | 8CH | 1EA | - | AD-TECH. | COOPER | 반도뉴팜
H3203003 | 2004-03-01 | CABLE, ELECTRODE CONNECTING | 8 CONTACT | 1EA | - | RADIONICS | GOLD CONTACT | 유성통상
H3203005 | 2016-04-01 | PMT INTERCONNECTION CABLES | 8CH | 1EA | - | PMT CORPORATION | COOPER | 제신약품
H3204002 | 2004-03-01 | ELECTRODE CABLE | 10CH | 1EA | - | AD-TECH. | COOPER | 반도뉴팜
H3205002 | 2004-03-01 | ELECTRODE CABLE | 12CH | 1EA | - | AD-TECH. | COOPER | 반도뉴팜
H3206001 | 2004-03-01 | ELECTRODE CABLE | 16CH | 1EA | - | PMT CORP. | COOPER | 반도뉴팜
H3206002 | 2004-03-01 | ELECTRODE CABLE | 16CH | 1EA | - | AD-TECH. | COOPER | 반도뉴팜
H3206003 | 2004-03-01 | CABLE, ELECTRODE CONNECTING | 16 CONTACT | 1EA | - | RADIONICS | GOLD CONTACT | 유성통상
H3207001 | 2004-03-01 | ELECTRODE CABLE | 20CH | 1EA | - | PMT CORP. | COOPER | 반도뉴팜
H3207002 | 2004-03-01 | ELECTRODE CABLE | 20CH | 1EA | - | AD-TECH. | COOPER | 반도뉴팜
H3207005 | 2016-04-01 | PMT INTERCONNECTION CABLES | 20CH | 1EA | - | PMT CORPORATION | COOPER | 제신약품
H3208003 | 2004-03-01 | CABLE, ELECTRODE CONNECTING | 24 CONTACT | 1EA | - | RADIONICS | GOLD CONTACT | 유성통상
H3209001 | 2004-03-01 | ELECTRODE CABLE | 32CH | 1EA | - | PMT CORP. | COOPER | 반도뉴팜
H3209002 | 2004-03-01 | ELECTRODE CABLE | 32CH | 1EA | - | AD-TECH. | COOPER | 반도뉴팜
H3209003 | 2004-03-01 | CABLE, ELECTRODE CONNECTING | 32 CONTACT | 1EA | - | RADIONICS | GOLD CONTACT | 유성통상
H3209005 | 2016-04-01 | PMT INTERCONNECTION CABLES | 32CH | 1EA | - | PMT CORPORATION | COOPER | 제신약품
H3210002 | 2004-03-01 | ELECTRODE CABLE | 48CH | 1EA | - | AD-TECH | COOPER | 반도뉴팜
H3211002 | 2004-03-01 | ELECTRODE CABLE | 64CH | 1EA | - | AD-TECH. | COOPER | 반도뉴팜
H3211003 | 2004-03-01 | CABLE, ELECTRODE CONNECTING | 64 CONTACT | 1EA | - | RADIONICS | GOLD CONTACT | 유성통상
H3211005 | 2016-04-01 | PMT INTERCONNECTION CABLES | 64CH | 1EA | - | PMT CORPORATION | COOPER | 제신약품
H3212003 | 2004-03-01 | CABLE, FORAMEN OVALE ELECTRODECONNECTING | 4 CONTACT | 1EA | - | RADIONICS | GOLD CONTACT | 유성통상
H3401007 | 2016-10-01 | NCP(NEURO CYBERNETIC PROSTHESIS) SYSTEM | PULSE GENERATOR | 1EA | - | CYBERONICS, INC. | TITANIUM외 | 동강메디칼시스템
H3401107 | 2016-10-01 | VNS(VAGUS NERVE TIMULATION)THERAPY SYSTEM | PULSE GENERATOR | 1EA | - | CYBERONICS, INC. | TITANIUM외 | 동강메디칼시스템
H3401207 | 2016-10-01 | VNS(VAGUS NERVE STIMULATION) THERAPY SYSTEM | PULSE DUO GENERATOR | 1EA | - | CYBERONICS, INC. | TITANIUM외 | 동강메디칼시스템
H3402007 | 2016-10-01 | NCP(NEURO CYBERNETIC PROSTHESIS) SYSTEM | BIPOLAR LEAD | 1EA | - | CYBERONICS, INC. | SILICONE RUBBER외 | 동강메디칼시스템
H3402107 | 2016-10-01 | VNS(VAGUS NERVE STIMULATION) THERAPY SYSTEM | UNI-POLAR LEAD | 1EA | - | CYBERONICS, INC. | SILICONE RUBBER외 | 동강메디칼시스템
H3405007 | 2016-10-01 | NCP(NEURO CYBERNETIC PROSTHESIS) SYSTEM | TUNNELING TOOL | 1EA | - | CYBERONICS, INC. | STAINLESS STEEL외 | 동강메디칼시스템
H3405107 | 2016-10-01 | VNS(VAGUS NERVE STIMULATION) THERAPY SYSTEM | TUNNELER | 1EA | - | CYBERONICS, INC. | STAINLESS STEEL외 | 동강메디칼시스템
H3505009 | 2016-10-01 | GENESIS,GENESIS XP | PATIENT PROGRAMMER | 1EA | - | ADVANCED NEUROMODULATION SYSTEM.INC | - | 세인트쥬드메디칼코리아유한회사
H3511009 | 2016-10-01 | GENESIS | IPG | 1EA | - | ADVANCED NEUROMODULATION SYSTEM.INC | TITANIUM 등 | 세인트쥬드메디칼코리아유한회사
H3511109 | 2016-10-01 | GENESIS XP | IPG | 1EA | - | ADVANCED NEUROMODULATION SYSTEM.INC | TITANIUM 등 | 세인트쥬드메디칼코리아유한회사
H3512009 | 2016-10-01 | GENESIS,GENESIS XP,EON | LEAD (4극) | 1EA | - | ADVANCED NEUROMODULATION SYSTEM.INC | POLYURETHANE, PLATINUM/IRIDIUM등 | 세인트쥬드메디칼코리아유한회사
H3521009 | 2017-07-01 | EON RECHARGEABLE | IPG(충전기포함) | 1EA | - | ADVANCED NEUROMODULATION SYSTEM.INC | TITANIUM등 | 세인트쥬드메디칼코리아유한회사
H4001002 | 2019-09-01 | PRESSURE CATHETER | 전규격 | 1EA | - | INTEGRA NEUROSCIENCES | FIBEROPTIC CABLE | 동방의료기
H4001012 | 2016-03-01 | 110-4BT / 110-4HMT | 전규격 | 1EA | - | CAMINO | FIBEROPTICS | 동방의료기
H4002007 | 2019-08-01 | HQP1500 HEMEDEX QFLOW PROBE | 전규격 | 1EA | - | HEMEDEX, INC | - | 메디룩스
H4501026 | 2020-07-01 | O3 INFANT AND NEONATAL SENSOR | 전규격 | 1EA | - | MASIMO CORPORATION | POLYPROPYLENE CASING 등 | 마시모코리아(유)
H4501085 | 2020-07-01 | O3 SENSOR | 전규격 | 1EA | - | MASIMO CORPORATION | POLYPROPYLENE CASING 등 | 마시모코리아(유)
I0001001 | 2018-09-01 | EYE SPHERE SILICONE | 전규격 | 1EA | - | F.C.I | SILICONE | 미래과학
I0101003 | 2016-05-01 | SILICON RETINAL SPONGE | 전규격 | 1EA | - | LABTICIAN | SILICONE | 고려아이텍
I0102003 | 2016-05-01 | SILICONE BAND | 전규격 | 1EA | - | LABTICIAN | SILICONE | 고려아이텍
I0103003 | 2016-05-01 | SILICONE STRIP | 전규격 | 1EA | - | LABTICIAN | SILICONE | 고려아이텍
I0104003 | 2016-05-01 | SILICON RETINAL TIRE | 전규격 | 1EA | - | LABTICIAN | SILICONE | 고려아이텍
I0106003 | 2016-05-01 | SILICONE SLEEVE | 전규격 | 1EA | - | LABTICIAN | SILICONE | 고려아이텍
I0201003 | 2016-05-01 | LACRIMAL INTUBATION SET | 전규격 | 1EA | - | P.S.I/EYE-KO, INC. | SILICONE(TUBE)/STAINLESS STEEL(PROBE) | 고려아이텍
I0201020 | 2016-04-01 | SONG NASOLACRIMAL DUCT STENT | 전규격 | 1EA | - | COOK | POLYURETHANE | 쿡메디칼코리아
I0201042 | 2008-06-01 | CANALICULUS INTUBATION SET | 전규격 | 1EA | - | MEDTRONIC XOMED,INC | SILICONE/STAINLESS STEEL | 메드트로닉코리아
I0201046 | 2013-06-01 | LACRIMAL INTUBATION SET | 전규격 | 1EA | - | BEAVER-VISITEC INTERNATIONAL INC | SILICONE(TUBE)/STAINLESS STEEL(PROBE) | 고려아이텍
I0201418 | 2018-11-01 | LACRIMAL INTUBATION SET | 전규격 | 1EA | - | OASIS MEDICAL, INC | STAINLESS STEEL | 성우메디칼
I0301014 | 2016-01-01 | SMARTPLUG | 전규격 | 1EA | - | MEDENNIUM | THERMODYNAMIC HYDROPHOBIC ACRYLIC | 서광메디칼
I0302003 | 2016-05-01 | COLLAGEN IMPLANT | 전규격 | 1EA | - | EAGLE VISION | COLLAGEN | 고려아이텍
I0401004 | 2016-03-01 | CRYSTAL BALLOON CATHETER |  | 1EA | - | BALT | SHAFT:POLYAMIDE BALLOON:LATEX | 엠아이텍
I0501002 | 2003-08-01 | STORZ TREPHINE BLADE | 전규격 | 1EA | - | STORZ | STAINLESS STEEL | 국제메디칼
I0501004 | 2005-04-15 | HANNA TREPHINE BLADE | 전규격 | 1EA | - | MORIA | STAINLESS STEEL | 미주아이테크
I0501036 | 2018-09-01 | HANNA TREPHINE BLADE | 전규격 | 1EA | - | MORIA | STAINLESS STEEL | 하나메딕스
I0512003 | 2016-05-01 | BARRON MARKING CORNEAL PUNCH | 전규격 | 1EA | - | JEDMED | STAINLESS STEEL | 고려아이텍
I0701009 | 2016-03-01 | SILIKON 1000 WITH COMPONENTS | 10CC | SYRINGE | - | ALCON LABORATORIES, INC | POLYDIMETHYL-SILOXANE | 한국알콘
I0701012 | 2009-07-01 | OXANE 1300/5700 | 10CC | SYRINGE | - | BAUSH&LOMB SURGICAL INC.GMBH | POLYMETHYL-SILOXANE | 바슈롬싸우스아시아인크
I0701036 | 2018-09-01 | RS-OIL(1000CS/5000CS) | 10CC | 1EA | - | AL.CHI.MI.A.S.R.L | POLYDIMETHYL-SILOXANE | 하나메딕스
I0702003 | 2016-05-01 | ACCURUS PROBE (8065740241) | 전규격 | 1EA | - | ALCON LABORATORIES, INC. | STAINLESS STEEL 등 | 고려아이텍
I0702019 | 2016-03-01 | MVS PROBE | 전규격 | 1EA | - | ALCON MANUFACTURING, LTD. | STAINLESS STEEL 등 | 한국알콘
I0702036 | 2018-09-01 | DISPOSABLE VITRECTOMY CUTTER | 전규격 | 1EA | - | MICROVISION, INC | STAINLESS STEEL 등 | 하나메딕스
I0702104 | 2016-05-01 | 2400CE VITREOUS CUTTER | 전규격 | 1EA | - | MEDICAL INSTRUMENT DEVELOPMENT LABORATORIES, INC. | STAINLESS STEEL 등 | 지원메디칼
I0702109 | 2016-03-01 | ADVANCED TECHNOLOGY OCUTOME PROBE(1005) | 전규격 | 1EA | - | ALCON MANUFACTURING, LTD. | STAINLESS STEEL 등 | 한국알콘
I0702403 | 2016-03-01 | ADVANCED TECHNOLOGY OCUTOME PROBE(1005) | 전규격 | 1EA | - | ALCON LABORATORIES, INC. | STAINLESS STEEL 등 | 고려아이텍
I0703003 | 2016-05-01 | INNOVIT PROBE (8065740244) | 전규격 | 1EA | - | ALCON LABORATORIES, INC. | STAINLESS STEEL등 | 고려아이텍
I0703004 | 2009-05-01 | HIGH SPEED VITREOUS CUTTER WITH POSTERIOR TUBING SET(4900CE) | 전규격 | 1EA | - | MID LAB, INC. | STAINLESS STEEL등 | 미주아이테크
I0703036 | 2018-09-01 | DISPOSABLE HIGH SPEED VITRECTOMY CUTTER | 전규격 | 1EA | - | MICROVISION, INC | STAINLESS STEEL등 | 하나메딕스
I0703136 | 2018-09-01 | 25GA DISPOSABLE HIGH SPEED VITRECTOMY CUTTER | 전규격 | 1EA | - | MICROVISION, INC | STAINLESS STEEL등 | 하나메딕스
I0703204 | 2016-05-01 | 2900CE VITREOUS CUTTER | 전규격 | 1EA | - | MEDICAL INSTRUMENT DEVELOPMENT LABORATORIES, INC. | STAINLESS STEEL, PLASTIC | 지원메디칼
I0703236 | 2018-09-01 | 23G HIGH SPEED VITRECTOMY CUTTER | 전규격 | 1EA | - | MICROVISION, INC | STAINLESS STEEL등 | 하나메딕스
I0711001 | 2016-03-01 | DK-LINE | 5CC | 1EA | - | OPSIA | PERFLUORODEKALIN | 미래과학
I0711009 | 2016-03-01 | PERFLUORON | 2CC | 1EA | - | ALCON | PERFLUOROOCTANE | 한국알콘
I0712018 | 2016-05-01 | LASER PROBE | 전규격 | 1EA | - | OPHTHALMED LLC | STAINLESS STEEL, PMMA등 | 지원메디칼
I0712036 | 2018-09-01 | QUICK DISCONNECT MODE SCRAMBLED DIRECTIONAL ENDO OCULAR LASER PROBE |  | 1EA | - | SYNERGETICS | STAINLESS STEEL,PLASTIC | 하나메딕스
I0712136 | 2006-03-01 | LASER PROBE (55.17) | 전규격 | 1EA | - | SYNERGETICS INC. | FIBER OPTIC+PMMA+STAINLESS STEEL | 하나메딕스
I1001001 | 2016-03-01 | AGENA 550 | 전규격 | 1EA | - | CHAUVIN OPSIA | PMMA | 미래과학
I1001006 | 2004-08-01 | I.O.L XP 55 | 전규격 | 1EA | - | OPHTHALMIC INNOVATIONS INTERNATIONAL | PMMA | 지원메디칼
I1001012 | 2016-03-01 | IOL(BV359,EZE60,EZE55,EZE65,P359UV) | 전규격 | 1EA | - | BAUSCH & LOMB SURGICAL | PMMA | 바슈롬싸우스아시아인크
I1001015 | 2016-05-01 | PH55B | 전규격 | 1EA | - | CARL ZEISS MEDITEC SAS | PMMA | 칼자이스
I1001016 | 2016-03-01 | CORNEAL IOL(CP60NS, PHAC55, PC60, CP65T, CM55B, AJPR) | 전규격 | 1EA | - | CORNEAL | PMMA | 우전메디칼
I1001018 | 2007-04-01 | Allergen IOL (PS53ANB, PS54ANB) | 전규격 | 1EA | - | ALLERGAN | PMMA | 지원메디칼
I1001021 | 2016-02-01 | I.O.L(SI55BUV, SI65BUV) | 전규격 | 1EA | - | MDR | PMMA | 코스모상사
I1001101 | 2009-02-01 | ALTAIR 650 | 전규격 | 1EA | - | CHAUVIN OPSIA | PMMA | 미래과학
I1001116 | 2016-03-01 | HOYA I.O.L(MC-5NEB, UV55SA, UV60SA, UV55SB, UV60SB) | 전규격 | 1EA | - | HOYA | PMMA | 우전메디칼
I1001118 | 2007-04-01 | I.O.L (PCUB30S, PCUB29) | 전규격 | 1EA | - | SURGIDEV | PMMA | 지원메디칼
I1001218 | 2007-04-01 | DURALENS 2 | 전규격 | 1EA | - | ALLERGAN | PMMA | 지원메디칼
I1001318 | 2016-04-01 | I.O.L (PCUB30S, PCUB25) | 전규격 | 1EA | - | SURGIDEV | PMMA | 성우메디칼
I1001418 | 2016-05-01 | I.O.L(XP60A,XP-50B,XP-50C,XP-55B,XP-55C) | 전규격 | 1EA | - | OPTHALMIC | PMMA | 지원메디칼
I1001999 | 2001-10-01 | GENERAL INTRA OCULAR LENS | 전규격 | 1EA | - | 전업체 |  | 전업체
I1101001 | 2016-03-01 | KELIOS(600) | 전규격 | 1EA | - | CHAUVIN OPSIA | SILICONE | 미래과학
I1101009 | 2016-03-01 | ACRYSOF(MA60BM, MA30BA) | 전규격 | 1EA | - | ALCON | ACRYL | 한국알콘
I1101012 | 2016-03-01 | LI61U | 전규격 | 1EA | - | BAUSCH & LOMB SURGICAL | SILICONE | 바슈롬싸우스아시아인크
I1101015 | 2016-05-01 | HAPTIBAG ANGULE | 전규격 | 1EA | - | CARL ZEISS MEDITEC SAS | HYDROPHILIC ACRYL | 칼자이스
I1101016 | 2016-03-01 | HOYA I.O.L+E878(UY60SA, UY55SA, UY55SB, UY60SB) | 전규격 | 1EA | - | HOYA | PMMA | 우전메디칼
I1101018 | 2011-07-01 | AMO IOL (SI40NB, SA40N) | 전규격 | 1EA | - | ADVANCED MEDICAL OPTICS, INC | SILICONE (FOLDABLE LENS) | 지원메디칼
I1101021 | 2016-02-01 | I.O.L(C31UB) | 전규격 | 1EA | - | CHIRON | SILICONE | 코스모상사
I1101035 | 2018-12-01 | CT 53N | 전규격 | 1EA | - | CARL ZEISS MEDITEC AG | POLYHYDROXYMETHYL-METHACRYLATE CROSSLINKED+ EGDMA,25% WATER CONTENT(UV ABSORBER) | 칼자이스
I1101039 | 2018-01-01 | CLRFLX, CLRFLXC | 전규격 | 1EA | - | AMO PUERTO RICO MANUFACTURING,INC | PDMDPS등 | 에이엠오아시아리미티드
I1101043 | 2015-08-01 | LENTIS L-302-1 | 전규격 | 1EA | - | WAVELIGHT GMBH | HYDROSMART COPOLYMER(2-HYDROXYETHYL METHACRYLATE+ 2-ETHOXYETHYL METHACRYLATE) | 헤이메디칼
I1101112 | 2016-03-01 | HYDROVIEW (H55S,H60M) | 전규격 | 1EA | - | BAUSCH&LOMB SURGICAL | PMMA | 바슈롬싸우스아시아인크
I1101115 | 2018-12-01 | ZEISS HYDROPHILIC ACRYLIC | 전규격 | 1EA | - | CARL ZEISS MEDITEC SAS | HYDROPHILIC ACRYL | 칼자이스
I1101116 | 2016-03-01 | STAAR IOL(AA4203VF, AA4207VF, AA4204VF, AA4204VL, AQ2003V, AQ2010V, AQ2017V) | 전규격 | 1EA | - | STAAR SURGICAL | SILICONE | 우전메디칼
I1101118 | 2018-01-01 | SENSAR SOFT ACRYLIC IOL (AR40E) | 전규격 | 1EA | - | AMO Puerto Rico Manufacturing, Inc. | SOFT ACRYLIC | 에이엠오아시아리미티드
I1101135 | 2006-05-01 | ACRI.SMART 46S | 전규격 | 1EA | - | ACRI.TEC GMBH | POLY HYDROXYMETHYLMETHACRYLATE CROSS LINKED WITH EGDMAUVABSORBER 0.5% 4METHACRYLOXY | 네비스메디칼
I1101209 | 2008-04-01 | ACRYSOF (SA60AA) | 전규격 | 1EA | - | ALCON LABORATORIES, INC | 2-PHENYLETHYL ACRYLATE+2-PHENYLETHYL METHACRYLATE | 한국알콘
I1101216 | 2016-03-01 | CORNEAL IOL(ACR6D, QUATTRO, AC55, M1050, ACR6DSE) | 전규격 | 1EA | - | CORNEAL | ACRYLIC | 우전메디칼
I1101218 | 2018-01-01 | CLRFLXB | 전규격 | 1EA | - | AMO PUERTO RICO MANUFACTURING,INC | SILICONE등 | 에이엠오아시아리미티드
I1101312 | 2006-07-01 | AKREOS | 전규격 | 1EA | - | BAUSH-LOMB CHAUVIN-OPSIA | MMA+HEMA | 바슈롬싸우스아시아인크
I1101316 | 2005-01-01 | CORNEAL IOL(SP57T) | 전규격 | 1EA | - | CORNEAL | SILICONE | 우전메디칼
I1101416 | 2016-03-01 | ACRYFOLD UV-1P INTRAOCULAR LENS VA-60CB | 전규격 | 1EA | - | HOYA | ACRYL | 우전메디칼
I1101418 | 2009-01-01 | MONOFOCAL HYDROPHILIC ACRYLIC I.O.L(HQ-203) | 전규격 | 1EA | - | HEXAVISION | HYDROPHILIC ACRYLIC+PVDF MONOFILAMENT | 지원메디칼
I1101512 | 2018-09-01 | AKREOS FIT | 전규격 | 1EA | - | BAUSH-LOMB CHAUVIN-OPSIA | MMA+HEMA | 바슈롬싸우스아시아인크
I1101516 | 2016-03-01 | HOYA AF-1(UV) INTRAOCULAR LENS(VA-60BB) | 전규격 | 1EA | - | HOYA HEALTHCARE CORPORATION | PHENYLETHYL METHACRYLATE +METHYLMETHACRYLATE | 우전메디칼
I1101606 | 2016-05-01 | EC-1 | 전규격 | 1EA | - | AAREN SCIENTIFIC, INC. | BA + EMA + BIPA + UV ABSORBER | 신한아이텍
I1101612 | 2018-09-01 | AKREOS DISC | 전규격 | 1EA | - | BAUSH-LOMB CHAUVIN-OPSIA | MMA+HEMA | 바슈롬싸우스아시아인크
I1101618 | 2016-05-01 | HEXAFLEX | 전규격 | 1EA | - | HEXAVISION SARL | TER-POLYMER, PVDF등 | 지원메디칼
I1101718 | 2016-05-01 | HEXA1 | 전규격 | 1EA | - | HEXAVISION SARL | TER-POLYMER, UV ABSORBER | 지원메디칼
I1101999 | 2001-10-01 | SPECIAL INTRA OCULAR LENS | 전규격 | 1EA | - | 전업체 |  | 전업체
I1201035 | 2015-10-01 | MINIFLEX FOLDABLE INTRAOCULAR LENS-MF5 | 전규격 | 1EA | - | MEDIPACOS LTDA | CO-POLYMER OF HYDROXY EHTYL METHACRYLATE ETHOXYETHYLMETHACRYLATE 등 | 네비스메디칼
I1201045 | 2016-05-01 | ZEISS ASPHERIC LENS | 전규격 | 1EA | - | CARL ZEISS MEDITEC SAS | MMA, HEMA, CROSS LINKER, 2-HYDROXY-5-METHACRYLPHENYL 등 | 칼자이스
I1201116 | 2016-03-01 | THE ASPHERIC PRELOADED INJECTION SYSTEM | 전규격 | 1EA | - | STAAR SURGICAL AG | POLYDIMETYLSILOXANE 등 | 우전메디칼
I1201139 | 2011-04-01 | TECNIS MONOFOCAL INTRAOCULAR LENS Z9000,Z9001 | 전규격 | 1EA | - | A.M.O GRONINGEN B.V | POLYSILOXANE 등 | 에이엠오아시아리미티드
I1201506 | 2016-05-01 | AQUA-SENSE Ⅲ PAL | 전규격 | 1EA | - | OII INTERNATIONAL | HEMA, MMA, 2-(4-BENZOYL-E-HYDROXYPENOXY)ETHYLACRYLATE ,PVDF MONOFILAMENT | 신한아이텍
I1201606 | 2016-05-01 | AQUA-SENSE Ⅲ-130 PAL | 전규격 | 1EA | - | OII INTERNATIONAL | HEMA, MMA, 2-(4-BENZOYL-E-HYDROXYPENOXY)ETHYLACRYLATE ,PVDF MONOFILAMENT | 신한아이텍
I2001001 | 2011-03-01 | AUDITORY T.O.R.P | 전규격 | 1EA | - | XOMED-TREACE | POLYCEL, STAINLESS STEEL | 광우메딕스
I2001011 | 2011-03-01 | AUDITORY P.O.R.P | 전규격 | 1EA | - | XOMED-TREACE | POLYCEL, STAINLESS STEEL | 광우메딕스
I2002002 | 2004-04-01 | AUDITORY OSSICLES | 전규격 | 1EA | - | TUTOGEN | 사체에서 추출한 이소골 | 우양메디칼
I2003001 | 2011-03-01 | PISTON WIRE | 전규격 | 1EA | - | XOMED | PLATINUM, STAINLESS STEEL,FLPL | 광우메딕스
I2004001 | 2011-04-01 | OSSICULAR REPLACEMENT PROSTHESIS | TOTAL, PARTIAL | 1EA | - | SPIGGLE & THEIS | TITANIUM | 광우메딕스
I2004011 | 2011-04-01 | UNIVERSAL TITANIUM PROSTHESIS | 전규격 | 1EA | - | MEDTRONIC XOMED, INC | TITANIUM | 광우메딕스
I2004012 | 2011-06-01 | FISCH TITANIUM TORP | 전규격 | 1EA | - | STRYKER LEIBINGER | TITANIUM | 한국스트라이커
I2004022 | 2011-06-01 | FISCH TITANIUM PORP | 전규격 | 1EA | - | STRYKER LEIBINGER | TITANIUM | 한국스트라이커
I2005007 | 2014-11-01 | SHEA TORP | 전규격 | 1EA | - | GYRUS ENT LLC | PLASTIPORE | 올림푸스한국
I2005017 | 2014-11-01 | DRUM-TO STAPES PORP | 전규격 | 1EA | - | GYRUS ENT LLC | PLASTIPORE | 올림푸스한국
I2006001 | 2011-03-01 | HYDROXYAPATITE 인조이소골 | 전규격 | 1EA | - | XOMED | HYDROXYAPATITE | 광우메딕스
I2006021 | 2014-11-01 | ARTIFICIAL BONE | 전규격 | 1EA | - | GYRUS ENT LLC | HYDROXYLAPATITE | 올림푸스한국
I2011010 | 2014-10-01 | CHAMPCEL | 전규격 | 1EA | - | KOREA MCD CO., LTD | POLYVINYLACETAL | 한국엠씨디
I2011119 | 2008-06-01 | MEROCEL | 전규격 | 1EA | - | MEDTRONIC XOMED INC | POLYVINYL ALCOHOL(PVA)+SYNTHETIC USP GLYCERINE(GLYCEROL) 등 | 메드트로닉코리아
I2101011 | 2005-05-15 | CLARION MULTI-STRATEGY COCHLEAR IMPLANT |  | 1EA | - | ADVANCED BIONICS | 곡선전극 등 | 광우메딕스
I2101033 | 2005-05-15 | NUCLEUS 24 COCHLEAR IMPLANT | 전규격 | 1EA | - | COCHLEAR LIMITED |  | 스타키코리아
I2101034 | 2005-05-15 | COMBI 40+ | 전규격 | 1EA | - | MEDI-EL MEDICAL ELECTRONIC |  | 우리난청센터
I2101111 | 2005-05-15 | CLARION MULTI-STRATEGY COCHLEAR IMPLANT-CⅡ BIONIC EAR | 전규격 | 1EA | - | ADVANCED BIONICS CO. |  | 광우메딕스
I2101133 | 2005-05-15 | NUCLEUS 24 CONTOUR |  | 1EA | - | COCHLEAR | 곡선전극 등 | 스타키코리아
I2101211 | 2005-05-15 | HIRESOLUTION BIONICS EAR SYSTEM | 전규격 | 1SET | - | ADVANCED BIONIC CORPORATION | PLATINUM 등 | 광우메딕스
I2101233 | 2005-05-15 | CI24R SYSTEM(ESPRIT3G 포함) | 전규격 | 1EA | - | COCHLEAR |  | 스타키코리아
I2102001 | 2011-11-01 | CLARION COCHLEAR IMPLANT(AB 5000) | 전규격 | 1EA | - | ADVANCED BIONICS CORP. | - | 광우메딕스
I2102016 | 2016-02-01 | COMBI 40+ COCHLEAR IMPLANT | 전규격 | 1EA | - | MED-EL MEDICAL ELECTRONICS. | - | 우리난청센터
I2103001 | 2011-11-01 | CLARION SOUND PROCESSOR SET(S-SERIES) | 전규격 | 1SET | - | ADVANCED BIONICS CORP. | - | 광우메딕스
I2103101 | 2011-11-01 | PLATINUM BTE SOUND PROCESSOR SET | 전규격 | 1SET | - | ADVANCED BIONICS CORP. | - | 광우메딕스
I2111001 | 2008-06-01 | EXTERNAL NASAL SPLINT | 전규격 | 1EA | - | XOMED | SILICON+ALLUMINIUM | 광우메딕스
I2111119 | 2008-06-01 | INTERNAL NASAL SPLINT | 전규격 | 1EA | - | MEDTRONIC XOMED,INC | SILICON+ALLUMINIUM | 메드트로닉코리아
J0001002 | 2014-09-01 | VENA CAVA FILTER BIRD'S NEST | 전규격 | 1EA | - | COOK | - | 쿡메디칼코리아
J0001007 | 2016-05-01 | TEMPOFILTER Ⅱ | 전규격 | 1EA | - | B.BRAUN MEDICAL | - | 비브라운코리아
J0001011 | 2013-01-01 | OVER-THE-WIRE GREENFIELD VENA CAVA FILTER | 전규격 | 1EA | - | BOSTON SCIENTIFIC |  | 보스톤사이언티픽코리아
J0001082 | 2019-08-01 | COOK CELECT VENA CAVA FILTER | 전규격 | 1EA | - | COOK | COBALT-CHROMIUM ALLOY | 쿡메디칼코리아
J0001102 | 2016-04-01 | GUNTHER TULIP VENA CAVA MREYE FILTER | 전규격 | 1EA | - | WILSON COOK EUROPE APS | - | 쿡메디칼코리아
J1002001 | 2018-01-01 | CATHETER RETENSION DISC |  | 1EA | - | COOK | - | 쿡메디칼코리아
J1002003 | 2016-04-01 | SILICONE RETENSION DISCS | 전규격 | 1EA | - | COOK UROLOGICAL | - | 쿡메디칼코리아
J1002007 | 2016-08-01 | NEOFIX DC | 전규격 | 1EA | - | HUBDIC. CO. LTD. | - | 휴비딕부천지점
J1002011 | 2018-06-01 | Y-HOLDER | 전규격 | 1EA | - | SHANDONG CHEERAIN MEDICAL CO.,LTD | 부직포 등 | (주)연이메디텍
J1004042 | 2020-09-01 | UNILOCK D | 전규격 | 1EA | - | UNIMEDICS | 하이로드콜로이드 | (주)유니메딕스
J2001002 | 2011-12-01 | PERCUTANEOUS ENDOSCOPIC GASTROSTOMY SYSTEM | 전규격 | 1EA | - | WILSON-COOK | SILICONE | 쿡메디칼코리아
J2001018 | 2016-05-01 | U.S.E PEG SYSTEM | 전규격 | 1EA | - | U.S ENDOSCOPY GROUP | SILICONE | 지인씨앤티
J2001024 | 2014-05-01 | GASTROSTOMY KIT FOR PEG | 전규격 | 1EA | - | CREATE MEDIC CO,LTD | SILICONE | 삼성바이오메드
J2011040 | 2016-05-01 | FLEXIFLO JEJUNAL FEEDING TUBE | 전규격 | 1EA | - | ABBOTT | - | 한국애보트
J2101002 | 2019-12-01 | BALLOON REPLACEMENT GASTROSTOMY TUBE | 전규격 | 1EA | - | WILSON-COOK | - | 쿡메디칼코리아
J2101024 | 2014-05-01 | REPLACEMENT CATHETER & PEG POCKET | 전규격 | 1EA | - | CREATE MEDIC CO,LTD | SILICONE | 삼성바이오메드
J2102040 | 2016-05-01 | STOMATE LOW PROFILE GASTROSTOMY | 전규격 | 1EA | - | ABBOTT | SILICONE | 한국애보트
J2201002 | 2015-03-01 | SHOOTER SAEED MULTI-BAND LIGATOR | 전규격 | 1KIT(5EA) | - | WILSON-COOK | LATEX RUBBER | 쿡메디칼코리아
J2201008 | 2016-05-01 | EVL DEVICE PNEUMO-ACTIVATE | 전규격 | 1KIT (5EA) | - | SUMITOMO | ISOPRORENE RUBBER | 지인씨앤티
J2201011 | 2013-01-01 | SPEEDBAND SUPERVIEW BAND LIGATOR | 전규격 | 1KIT (5EA) | - | MICROVASIVE | POLYISOPRENE | 보스톤사이언티픽코리아
J2201015 | 2016-04-01 | RAPIDFIRE MULTIPLE BAND LIGATOR | 전규격 | 1KIT (5EA) | - | BARD | POLYETHYLENE | 바드코리아
J2201019 | 2008-06-01 | EASY STOP MULTI-BAND LIGATOR | 전규격 | 1KIT(5EA) | - | TAEWOONG | NATURAL LATEX | 태웅메디칼
J2201098 | 2016-03-01 | AUTO-BAND LIGATOR | 전규격 | 1KIT(5,6,7EA) | - | SCANDIMED INTERNATIONAL A.S | POLYISOPRENE, POLYCARBONATE 등 | 중외메디칼서울지점
J2201198 | 2016-03-01 | AUTO-BAND LIGATOR | 전규격 | 1KIT(10EA) | - | SCANDIMED INTERNATIONAL A.S | POLYISOPRENE, POLYCARBONATE 등 | 중외메디칼서울지점
J2301001 | 2016-04-01 | OPTIFLO HEMOSTASIS CATHETER |  | 1EA | - | BOSTON SCIENTIFIC CORPORATION | - | 보스톤사이언티픽코리아
J2301002 | 2018-08-01 | INJECTAFLOW VARIABLE INJECTION NEEDLES | 전규격 | 1EA | - | WILSON-COOK MEDICAL INC. | STAINLESS STEEL | 쿡메디칼코리아
J2301005 | 2013-03-01 | INJECTRA SCLEROTHERAPY NEEDLE | 전규격 | 1EA | - | GIP MEDIZINTECHNIK GMBH | STAINLESS STEEL, PTFE | 아시안상사
J2301008 | 2016-05-01 | SCLEROSING NEEDLE |  | 1EA | - | MTW | POLYETHYLENE | 지인씨앤티
J2301098 | 2016-03-01 | SCLEROSING NEEDLE | 전규격 | 1EA | - | SCANDIMED INTERNATIONAL A.S | STAINLESS STEEL, PTFE | 중외메디칼서울지점
J2301099 | 2018-09-01 | VARICES INJECTION NEEDLE | 전규격 | 1EA | - | ENDO-THERAPEUTICS,INC | TEFLON, STAINESS | 맨피스코리아
J2301199 | 2018-09-01 | VARICES INJECTION NEEDLES | 전규격 | 1EA | - | G-FLEX EUROPE S.P.R.L | TEFLON, STAINLESS | 맨피스코리아
J2301299 | 2018-09-01 | VARICES INJECTION NEEDLES | 전규격 | 1EA | - | ALTON(SHANGHAI) MEDICAL INSTRUMENTS CO. | TEFLON, STAINLESS | 맨피스코리아
J2401018 | 2011-12-01 | ESD KNIVES | 전규격 | 1EA | - | MTW ENDOSKOPIE | STAINLESS STEEL,SAPPHIRE 등 | 지인씨앤티
J2401106 | 2011-12-01 | CLEARCUT | 전규격 | 1EA | - | FINEMEDIX | STAINLESS STEEL 등 | 파인메딕스
J2401201 | 2012-03-01 | ESD DEVICE | 전규격 | 1EA | - | AOMORI OLYMPUS CO.,LTD | STAINLESS STEEL 등 | 올림푸스한국
J2501160 | 2018-01-01 | EHL PROBE | A9406, A9408 | 1EA | - | OLYMPUS WINTER & IBE GMBH | STAINLESS STEEL | 올림푸스한국
J3001003 | 2013-06-01 | IVALON | 전규격 | 1EA | - | INGENOR | POLYVINYL ALCOHOL | 카믹메드
J3011004 | 2012-10-01 | SPIRAL TUNGSTEN COIL | 전규격 | 1PACK (2EA) | - | BALT | TUNGSTEN | 엠아이텍
J3012004 | 2012-10-01 | SPIRAL TUNGSTEN COIL | 전규격 | 1PACK (1EA) | - | BALT | TUNGSTEN | 엠아이텍
J3013004 | 2012-10-01 | TUNGSTEN POWDER |  | 1EA | - | BALT | TUNGSTEN | 엠아이텍
J3021002 | 2015-07-01 | EMBOLIZATION COIL | 전규격 | 1EA | - | COOK | STAINLESS STEEL | 쿡메디칼코리아
J3022002 | 2015-10-01 | NESTER PLATINUM EMBOLIZATION COIL | 전규격 | 1EA | - | COOK | PLATINUM | 쿡메디칼코리아
J3031001 | 2013-01-01 | FIBERED COIL | 전규격 | 1EA | - | TARGET | PLATINUM&FIBER | 보스톤사이언티픽코리아
J3031021 | 2013-01-01 | BERENSTEIN LIQUID COIL | 전규격 | 1EA | - | TARGET | PLATINUM | 보스톤사이언티픽코리아
J3031102 | 2015-06-01 | MICRO NESTER EMBOLIZATION COIL | 전규격 | 1EA | - | COOK INCORPORATED | PLATINUM & NYLON | 쿡메디칼코리아
J3032013 | 2012-12-01 | TRUFILL PUSHERABLE COIL | 전규격 | 1EA | - | CORDIS | PLATINUM | 한국존슨앤드존슨메디칼
J3033064 | 2015-03-01 | MATRIX DETACHABLE COIL | 전규격 | 1EA | - | BOSTON SCIENTIFIC CORPORATION | PLATINUM+PGLA+STAINLESS | 한국스트라이커
J3033073 | 2016-03-01 | SAPPHIRE NXT DETACHABLE COIL (NITINOL FILAMENT) | 전규격 | 1EA | - | MICRO THERAPEUTICS, INC | PLATINUM ALLOY, NITINOL FILAMENT,CHLOROPARAXYLYLENE POLYMER COATING | 코비디엔코리아
J3033127 | 2016-04-01 | HYDROCOIL | 전규격 | 1EA | - | MICRO VENTION,INC | PLATINUM + HYDROPHILIC COATING | 휴템
J3033173 | 2016-03-01 | SAPPHIRE NXT DETACHABLE COIL (FIBERED & PLATINUM ALLOY) | 전규격 | 1EA | - | MICRO THERAPEUTICS, INC | PLATINUM ALLOY/NYLON 6.6CHLOROPARAXYLYLENE POLYMER COATING | 코비디엔코리아
J3033273 | 2016-03-01 | NEXUS DETACHABLE COIL SYSTEM | 전규격 | 1EA | - | MICRO THERAPEUTICS, INC | PLATINUM ALLOY,NITINOL FILAMENT,PARYLENE POLYMER COATING, PGLA FIBER | 코비디엔코리아
J3033373 | 2009-02-01 | HYDROCOIL WITH V-TRAK | 전규격 | 1EA | - | MICROVENTION, INC | PLATINUM + HYDROPHILIC COATING | 사이넥스
J3034002 | 2014-09-01 | DETACHABLE COIL | 전규격 | 1EA | - | WILLIAM COOK | PLATINUM | 쿡메디칼코리아
J3035073 | 2016-04-01 | HYDROCOIL WITH V-TRAK | 전규격 | 1EA | - | MICROVENTION, INC | PLATINUM + HYDROPHILIC COATING | 휴템
J3041007 | 2006-05-01 | HISTOACRYL |  | 1EA | - | B. BRAUN |  | 비브라운코리아
J3050002 | 2014-09-01 | DETACHABLE COIL & WIRE FOR PDA CLOSURE | DELIVERY WIRE | 1EA | - | COOK | STAINLESS STEEL, TPE COATED | 쿡메디칼코리아
J3051002 | 2014-09-01 | DETACHABLE COIL & WIRE FOR PDA CLOSURE | 전규격 | 1EA | - | COOK | STAINLESS STEEL | 쿡메디칼코리아
J3201006 | 2012-12-01 | BARD PDA UMBRELLA DEVICE | SET | 1EA | - | MEDTRONIC-AVE | POLYURETHANE FORM | 메드트로닉코리아
J3203009 | 2016-05-01 | AMPLATZER SIZING BALLOON CATHETER | 전규격 | 1EA | - | AGA MEDICAL CORPORATION | POLYURETHANE등 | 파브메드
J3205109 | 2018-11-01 | HEPASPHERE | 전규격 | VIAL | - | BIOSPHERE MEDICAL S.A | SODIUM ACRYLATE-VINYL ALCOHOL | 한국벡스팜제약
J3206072 | 2018-09-01 | GELIX | 30MG | SYRINGE | - | MEDICAL IMPACT | GELATIN | 메디칼임팩트
J3206109 | 2018-11-01 | EMBOSPHERE | 1ML | 1EA | - | BIOSPHERE MEDICAL S.A | N-TRIS(HYDROMETHYL)METHYL] ACRYLAMINE | 한국벡스팜제약
J4001004 | 2016-03-01 | ANGIOGRAPHY CATHETER | 전규격 | 1EA | - | M.I.TECH | POLYAMIDE | 엠아이텍
J4001005 | 2012-08-01 | SPYGALSS CATHETER | 전규격 | 1EA | - | ST.JUDE MEDICAL DAIG DIVISION | POLYURETHANE | 세인트쥬드메디칼
J4001010 | 2016-03-01 | ANGIO CATHETER | 전규격 | 1EA | - | ANGIOMED | POLY-ETHYLENE | 현대약품공업
J4001015 | 2015-09-01 | MAXITORQUE PLUS ANGIOGRAPHIC CATHETER | 전규격 | 1EA | - | ANSAMED LIMITED | NYLON/POLYETHYLENE등 | 아시안상사
J4001021 | 2013-01-01 | IMAGER CATHETER | 전규격 | 1EA | - | MEDI-TECH | NYLON/PEBAX | 보스톤사이언티픽코리아
J4001029 | 2016-03-01 | ANGIO CATHETER (RH OPTITORQUE) | 전규격 | 1EA | - | TERUMO | POLYAMIDE | 한국테루모
J4001047 | 2016-03-01 | CREATION NM DIAGNOSTIC ANGIOGRAPHIC CATHETER | 전규격 | 1EA | - | NEICH MEDICAL (SHENZHEN) CO., LTD | POLYETHER BLOCK AMIDES 등 | 두성바이오메드
J4001065 | 2015-10-01 | ASAHI INTECC ANGIOGRAPHIC CATHETER | 전규격 | 1EA | - | ASAHI INTECC CO., LTD | POLYURETHANE | 휴메드
J4001094 | 2013-05-01 | HYPER FLOW | 전규격 | 1EA | - | PENDRACARE INTERNATIONAL B.V. | POLYAMIDE+BISMUTH OXYCHLORIDE | 바이오트로닉코리아
J4001129 | 2016-03-01 | ANGIO CATHETER (RF GLIDE CATH) | 전규격 | 1EA | - | TERUMO | POLYAMIDE | 한국테루모
J4001999 | 2001-10-01 | ANGIOGRAPHY CATHETER | 전규격 | 1EA | - | 전업체 |  | 전업체
J4003009 | 2016-05-01 | BALLOON THERMODILUTION CATHETER | 전규격 | 1EA | - | ARROW | ­ | 케이씨피
J4003084 | 2016-04-01 | OPTIQ CCO SVO2 CATHETER | 전규격 | 1EA | - | ICU MEDICAL | PVC 등 | 서린시스템
J4004001 | 2013-01-01 | ESOPHAGEAL RIGIFLEX BALLOON DILATATION CATHETER | 전규격 | 1EA | - | BOSTON SCIENTIFIC CORPORATION | SILICONE | 보스톤사이언티픽코리아
J4004005 | 2013-03-01 | ESOPHAGEAL BALLOON DILATOR CATHETER | 전규격 | 1EA | - | BARD |  | 아시안상사
J4004069 | 2015-01-01 | QUANTUM TTC ESOPHAGEAL BALLOON DILATOR | 전규격 | 1EA | - | WILSON-COOK MEDICAL INC. | POLYETHYLENE + SILICONE | 쿡메디칼코리아
J4005001 | 2007-02-01 | ACHALASIA RIGIFLEX BALLOON DILATATION CATHETER | 전규격 | 1EA | - | BOSTON SCIENTIFIC CORPORATION | SILICONE | 보스톤사이언티픽코리아
J4006001 | 2007-02-01 | PYLORIC RIGIFLEX BALLOON DILATATION CATHETER | 전규격 | 1EA | - | BOSTON SCIENTIFIC CORPORATION | SILICONE | 보스톤사이언티픽코리아
J4007001 | 2013-01-01 | ANASTOMOTIC RIGIFLEX BALLOON DILATATION CATHETER | 전규격 | 1EA | - | BOSTON SCIENTIFIC CORPORATION | SILICONE | 보스톤사이언티픽코리아
J4008001 | 2013-01-01 | MEWISSEN INFUSION CATHETER | 전규격 | 1EA | - | MEDI-TECH | - | 보스톤사이언티픽코리아
J4009011 | 2013-01-01 | CRAGG INFUSION WIRES | 전규격 | 1EA | - | MEDI-TECH |  | 보스톤사이언티픽코리아
J4011001 | 2012-08-01 | INTRODUCER THIN WALL CATHETER | 전규격 | 1EA | - | ITC |  | 보스톤사이언티픽코리아
J4011002 | 2012-10-01 | FERGUSON GUIDING CATHETER | 전규격 | 1EA | - | COOK |  | 쿡메디칼코리아
J4011003 | 2012-08-01 | GUIDING CATHETER GUIDING GOLDVALVE | 전규격 | 1EA | - | INGENOR |  | 카믹메드
J4012003 | 2012-08-01 | COAXIAL CATHETER | 전규격 | 1EA | - | INGENOR |  | 카믹메드
J4013003 | 2012-08-01 | MINITORQUER DETACHABLE BALLOON CATHETER |  | 1EA | - | INGENOR |  | 카믹메드
J4014003 | 2012-08-01 | BALLOON GOLDVALVE CATHETER | 전규격 | 1EA | - | INGENOR | BALLOON 내 주입물질; INGENOL A+B | 카믹메드
J4015003 | 2012-08-01 | DEBRUN TIE ON LATEX BALLOON | 전규격 | 1EA | - | INGENOR | LATEX | 카믹메드
J4021001 | 2012-08-01 | OCCLUSION BALLOON CATHETER | 전규격 | 1EA | - | ITC |  | 보스톤사이언티픽코리아
J4022001 | 2013-01-01 | LARGE OCCLUSION BALLOON CATHETER | 전규격 | 1EA | - | MEDI-TECH | BALLOON :LATEXCATHETER SHAFT: POLYETHYLENE | 보스톤사이언티픽코리아
J4023002 | 2005-01-01 | TORCON BALLOON EMBOLIZATION CATHETER | 전규격 | 1EA | - | COOK |  | 동인인터내쇼날
J4024001 | 2012-08-01 | SENTRY BALLOON CATHETER | 전규격 | 1EA | - | BOSTON SCIENTIFIC | THERMOPLASTIC ELASTOMER | 보스톤사이언티픽코리아
J4024173 | 2017-08-01 | SCEPTER C OCCUSION BALLOON CATHETER | 전규격 | 1EA | - | MICROVENTION, INC. | POLYURETHANE ELASTOMERIC ALLOY 등 | 휴젤메디텍
J4026001 | 2013-01-01 | OASIS THROMBECTOMY SYSTEM - CATHETER | 전규격 | 1EA | - | MEDI-TECH | PEBAX등 | 보스톤사이언티픽코리아
J4026013 | 2012-11-01 | HYDROLYSER THROMBECTOMY SYSTEM - CATHETER | 전규격 | 1EA | - | CORDIS | NYLON | 한국존슨앤드존슨메디칼
J4026092 | 2012-10-01 | ROTAREX | 전규격 | 1EA | - | STRAUB MEDICAL AG | PEF등 | 바소케어
J4026192 | 2012-10-01 | ASPIREX | 전규격 | 1EA | - | STRAUB MEDICAL AG | PEF등 | 바소케어
J4027001 | 2013-01-01 | OASIS THROMBECTOMY SYSTEM - ACCESSARY KIT | 전규격 | 1EA | - | MEDI-TECH | POLYVINYL등 | 보스톤사이언티픽코리아
J4027092 | 2012-10-01 | ROTAREX, ASPIREX - ACCESSORY KIT | 전규격 | 1EA | - | STRAUB MEDICAL AG | PEF등 | 바소케어
J4027192 | 2019-02-13 | STRAUB ROTATIONAL THROMBECTOMY ACCESSORY KIT | 전규격 | 1EA | - | STRAUB MEDICAL AG. | PEF 등 | 바소케어
J4028006 | 2015-09-01 | SLIMLINE SINGLE-USE PH CATHETER(ONE CHANNEL) | 전규격 | 1EA | - | MEDTRONIC A/S | PVC + POLYCRYSTALLINE ANTIMONY | 메드트로닉코리아
J4028099 | 2018-09-01 | JUBILEUM GASTROINTESTINAL TUBE AND CATHETER 1 CHANNEL | 전규격 | 1EA | - | MICROBIOPROBE AND TELEMEDICINE S.R.L | PEBAX+BOROSILICATE GLASS | 멘피스코리아
J4029006 | 2015-09-01 | SLIMLINE SINGLE-USE PH CATHETER(TWO CHANNEL) | 전규격 | 1EA | - | MEDTRONIC A/S | PVC + POLYCRYSTALLINE ANTIMONY | 메드트로닉코리아
J4029099 | 2018-09-01 | JUBILEUM GASTROINTESTINAL TUBE AND CATHETER 2 CHANNEL | 전규격 | 1EA | - | MICROBIOPROBE AND TELEMEDICINE S.R.L | PEBAX+BOROSILICATE GLASS | 멘피스코리아
J4031005 | 2013-03-01 | NASAL BILIARY DRAINAGE CATHETER | 전규격 | 1EA | - | GIP | POLYETHYLENE | 아시안상사
J4031018 | 2009-12-01 | NASAL BILIARY DRAINAGE CATHETER | 전규격 | 1EA | - | BALLARD | POLYETHYLENE | 지인씨앤티
J4031098 | 2016-03-01 | ENDOSCOPIC NASAL BILIARY DRAINAGE CATHETER | 전규격 | 1EA | - | SCANDIMED INTERNATIONAL A.S | FEP외 | 중외메디칼서울지점
J4031198 | 2016-03-01 | ENDOSCOPIC NASAL BILIARY DRAINAGE CATHETER | 전규격 | 1EA | - | SCANDIMED INTERNATIONAL A.S | PE외 | 중외메디칼서울지점
J4031201 | 2015-07-01 | NASAL PANCREATIC DRAINAGE SET | 전규격 | 1EA | - | COOK IRELAND LIMITED | POLYETHYLENE | 쿡메디칼코리아
J4032021 | 2015-09-01 | SKATER DRAINAGE CATHETER | 전규격 | 1EA | - | PBN MEDICALS DENMARK A/S | POLYURETHANE | 제이엔에이치
J4032999 | 2001-10-01 | MULTIPURPOSE DRAINAGE CATHETER | 전규격 | 1EA | - | 전업체 |  | 전업체
J4033002 | 2018-01-01 | ULTRATHANE BILIARY DRAINAGE CATHETER | 전규격 | 1EA | - | COOK | ULTRATHANE | 쿡메디칼코리아
J4033004 | 2016-03-01 | BILIARY DRAINAGE CATHETER | 전규격 | 1EA | - | M.I.TECH | POLYETHYLENE | 엠아이텍
J4033012 | 2014-09-01 | MUELLER BILIARY DRAINAGE CATHETER | 전규격 | 1EA | - | COOK | ULTRATHANE | 쿡메디칼코리아
J4035002 | 2015-01-01 | PERCUTANEOUS PIGTAIL NEPHROSTOMY CATHETER | 전규격 | 1EA | - | COOK | - | 쿡메디칼코리아
J4041002 | 2015-01-01 | DISPOSABLE PIGTAIL DRAINAGE CATHETER | 전규격 | 1EA | - | COOK | POLYURETHANE | 쿡메디칼코리아
J4041012 | 2017-04-01 | PERCUTANEOUS PIGTAIL NEPHROSTOMY CATHETER | 전규격 | 1EA | - | COOK INCORPORATED | POLYURETHANE | 쿡메디칼코리아
J4042024 | 2016-03-01 | NEPHROSTOMY BALLOON SILICONE CATHETER | 전규격 | 1EA | - | CREATE MEDIC CO.,LTD. | SILICONE BALLOON | 삼성바이오메드
J4043002 | 2017-04-01 | MALECOT NEPHROSTOMY CATHETER | 전규격 | 1EA | - | COOK INCORPORATED | - | 쿡메디칼코리아
J4050002 | 2015-01-01 | WILLS-OGLESBY PERCUTANEOUS GASTROSTOMY CATHETER | 전규격 | 1EA | - | COOK |  | 쿡메디칼코리아
J4051002 | 2001-05-01 | TIPS SET(TRANSJUGULAR INTRAHEPATIC PORTO SYSTEMIC SHUNT) | 전규격 | 1EA | - | COOK |  | 동인인터내셔날
J4061001 | 2013-01-01 | OWENS FOR PULMONARY VALVULOPLASTY CATHETER | 전규격 | 1EA | - | MANSFIELD |  | 보스톤사이언티픽코리아
J4061011 | 2013-01-01 | CRIBIER/LETAC FOR AORTIC VALVULOPLASTY CATHETER | 전규격 | 1EA | - | MANSFIELD |  | 보스톤사이언티픽코리아
J4061021 | 2013-01-01 | PEDIATRIC VALVULOPLASTY CATHETER | 전규격 | 1EA | - | MANSFIELD | POLYETHYLENE BALLOON | 보스톤사이언티픽코리아
J4062017 | 2018-09-01 | IAB PERCOR STAT-DL CATHETER | 전규격 | 1EA | - | DATASCOPE | POLYURETHANE | 대일메디칼
J4066001 | 2016-05-01 | ROTALINK ROTABLATOR SYSTEM SET | 전규격 | IEA | - | BOSTON SCIENTIFIC CORPORATION | FLUORINATED ETHYLENE PROLYLENE | 보스톤사이언티픽코리아
J4066025 | 2012-10-01 | ATHERO CATH SET | 전규격 | 1EA | - | DVI | PET | 동아제약(의)
J4068009 | 2016-05-01 | HEMOSONIC TRANSESOPHAGEAL PROBE JACKET CATHETER | 전규격 | 1EA | - | ARROW | ULTRASOUND TRANSMISSION GEL +POLYETHYLENE PLUG ROD등 | 케이씨피
J4071002 | 2014-09-01 | PURSUIT BALLOON ANGIOPLASTY CATHETER | SMALL (2-5 MM) | 1EA | - | COOK | PET | 쿡메디칼코리아
J4071003 | 2016-05-01 | FOX PTA BALLOON DILATATION CATHETER | 전규격 | 1EA | - | ABBOTT VASCULAR INSTRUMENTS DEUTSCHLAND GMBH | POLYMADE 12 | 한국애보트
J4071005 | 2013-03-01 | TRU TRAC PTA BALLOON CATHETER | SMALL (2-5 MM) | 1EA | - | BARD |  | 아시안상사
J4071010 | 2016-03-01 | OPTI-PLAST PTA CATHETER | 전규격 | 1EA | - | VAS-CATH | NYLON PEBAX+GLISSANDO | 현대약품(의)
J4071011 | 2017-11-01 | ULTRA THIN BALLOON DILATATION CATHETER | 전규격 | IEA | - | BOSTON SCIENTIFIC CORPORATION | POLYETHYLENE,GLIDEX HYDROPHILICCOATING | 보스톤사이언티픽코리아
J4071021 | 2013-01-01 | TEGWIRE BALLOON DILATATION CATHETER | SMALL (2-5 MM) | 1EA | - | MEDI-TECH | POLY ARMOR | 보스톤사이언티픽코리아
J4071031 | 2017-11-01 | ULTRA THIN DIAMOND PTA BALLOON CATHETER | 전규격 | 1EA | - | MEDI-TECH | POLY ARMOR | 보스톤사이언티픽코리아
J4071040 | 2018-07-01 | FOXCROSS PTA CATHETER | 전규격 | 1EA | - | ABBOTT LABORATORIES VASCULAR ENTERPRISES LTD. | POLYMADE 12 | 한국애보트
J4071051 | 2017-11-01 | BLUE-MAX BALLOON DILATATION | 전규격 | IEA | - | BOSTON SCIENTIFIC CORPORATION | POLY-5 | 보스톤사이언티픽코리아
J4071061 | 2013-01-01 | ANGIOPLASTY OLBERT BALLOON CATHETER | SMALL (2-5 MM) | 1EA | - | MEDI-TECH | POLYETHYLENE, GLIDEX HYDROPHILICCOATING | 보스톤사이언티픽코리아
J4071071 | 2007-09-01 | SYNERGY PTA BALLOON CATHETER | SMALL(2-5MM) | 1EA | - | BOSTON CIENTIFIC | ARNITEL | 보스톤사이언티픽코리아
J4071080 | 2018-11-01 | RIDER PTA BALLOON CATHETER | 전규격 | 1EA | - | LEVENTON | NYLON | 웨펜메디칼아이엘
J4071094 | 2013-05-01 | PHERON PTA BALLOON CATHETER | SMALL (2-5 MM) | 1EA | - | BIOTRONIK SE&CO.KG | NYLON(POLYAMIDE) 12 +SILICONE COATING 등 | 바이오트로닉코리아
J4071102 | 2008-02-01 | ALL-TERRAIN BALLOON PTA DILATATION CATHETER | SMALL (2-5 MM) | 1EA | - | COOK INCORPORATED | NYLON 12 | 동인인터내쇼날
J4071103 | 2013-06-01 | JOCATH O.P.E.R.A PTA BALLOON CATHETER(FOR THE SMALL VESSEL) | SMALL (2-6 MM) | 1EA | - | ABBOTT LABORATORIES VASCULAR ENTERPRISES LIMITED | PEBAX | 카믹메드
J4071303 | 2019-12-01 | ARMADA 35 PTA CATHETER | 전규격 | 1EA | - | ABBOTT VASCULAR | POLYAMIDE 12 | 한국애보트
J4071313 | 2012-11-01 | M3 RAPID EXCHANGE PTA BALLOON CATHETER | SMALL (2-5 MM) | 1EA | - | CORDIS | DURALYN | 한국존슨앤드존슨메디칼
J4072001 | 2013-01-01 | SUB-4 SMALL VESSEL BALLOON DILATION CATHETER | MIDDLE (6-12 MM) | 1EA | - | MEDI-TECH | POLYETHYLENE,GLIDEX HYDROPHILIC COATING | 보스톤사이언티픽코리아
J4072002 | 2014-09-01 | PURSUIT BALLOON ANGIOPLASTY CATHETER | MIDDLE (6-12 MM) | 1EA | - | COOK | PET | 쿡메디칼코리아
J4072003 | 2016-05-01 | FOX PTA BALLOON DILATATION CATHETER | 전규격 | 1EA | - | ABBOTT VASCULAR INSTRUMENTS DEUTSCHLAND GMBH | POLYMADE 12 | 한국애보트
J4072005 | 2013-03-01 | BARD TRU TRAC PTA PERIPHERAL BALLOON DILATATION CATHETER | MIDDLE (6-12 MM) | 1EA | - | BARD | PET + NYLON | 아시안상사
J4072010 | 2016-03-01 | OPTI-PLAST PTA CATHETER | 전규격 | 1EA | - | VAS-CATH | NYLON PEBAX+GLISSANDO | 현대약품(의)
J4072021 | 2017-11-01 | MUSTANG BALLOON DILATATION CATHETER | 전규격 | 1EA | - | BOSTON SCIENTIFIC CORPORATION | PEBAX 등 | 보스톤사이언티픽코리아
J4072026 | 2007-09-01 | SYNERGY PTA BALLOON CATHETER | MIDDLE(6-12MM) | 1EA | - | BOSTON CIENTIFIC | ARNITEL | 보스톤사이언티픽코리아
J4072040 | 2018-07-01 | FOXCROSS PTA CATHETER | 전규격 | 1EA | - | ABBOTT LABORATORIES VASCULAR ENTERPRISES LTD. | POLYMADE 12 | 한국애보트
J4072041 | 2017-11-01 | SYMMETRY BALLOON DILATATION CATHETER | 전규격 | IEA | - | BOSTON SCIENTIFIC CORPORATION | PET | 보스톤사이언티픽코리아
J4072061 | 2013-01-01 | ANGIOPLASTY OLBERT BALLOON CATHETER | MIDDLE (6-12 MM) | 1EA | - | MEDI-TECH | POLYURTHANE | 보스톤사이언티픽코리아
J4072071 | 2013-01-01 | PE-MT BALLOON DILATATION CATHETER | MIDDLE (6-12 MM) | 1EA | - | MEDI-TECH | BALLOON ; POLYETHYLENE,GLIDEX HYDROPHILIC COATING | 보스톤사이언티픽코리아
J4072080 | 2018-11-01 | RIDER PTA BALLOON CATHETER | 전규격 | 1EA | - | LEVENTON | NYLON | 웨펜메디칼아이엘
J4072081 | 2013-01-01 | PENTA II BALLOON DILATATION CATHETER | MIDDLE (6-12 MM) | 1EA | - | MEDI-TECH | BALLOON ; POLYETHYLENE,GLIDEX HYDROPHILIC COATING | 보스톤사이언티픽코리아
J4072091 | 2017-11-01 | XXL BALLOON DILATATION CATHETER | 전규격 | IEA | - | BOSTON SCIENTIFIC CORPORATION | BALLOON ; POLYETHYLENE,GLIDEX HYDROPHILIC COATING | 보스톤사이언티픽코리아
J4072094 | 2013-05-01 | PHERON PTA BALLOON CATHETER | MIDDLE (6-12 MM) | 1EA | - | BIOTRONIK SE&CO.KG | NYLON(POLYAMIDE) 12 +SILICONE COATING 등 | 바이오트로닉코리아
J4072101 | 2017-11-01 | ULTRA-SOFT SV PTA BALLOON CATHETER | 전규격 | 1EA | - | BOSTON SCIENTIFIC SCIMED INC. | DYNALEAP+PEBAX+STAINLESS STEEL+NYLON+POLYURETHANE | 보스톤사이언티픽코리아
J4072102 | 2008-02-01 | ALL-TERRAIN BALLOON PTA DILATATION CATHETER | MIDDLE (6-12 MM) | 1EA | - | COOK INCORPORATED | NYLON 12 | 동인인터내쇼날
J4072191 | 2017-11-01 | STERLING MONORAIL BALLOON DILATATION CATHETER | 전규격 | 1EA | - | BOSTON SCIENTIFIC CORPORATION | PEBAX, NYLON등 | 보스톤사이언티픽코리아
J4072291 | 2017-11-01 | STERLING OTW BALLOON DILATATION CATHETER | 전규격 | 1EA | - | BOSTON SCIENTIFIC CORPORATION | PEBAX,NYLON 등 | 보스톤사이언티픽코리아
J4072313 | 2012-11-01 | M3 RAPID EXCHANGE PTA BALLOON CATHETER | MIDDLE (6-12 MM) | 1EA | - | CORDIS | DURALYN | 한국존슨앤드존슨메디칼
J4073001 | 2013-01-01 | LARGE BALLOON DILATATION CATHETER | LARGE (13MM이상) | 1EA | - | MEDI-TECH | BALLOON ;POLYETHYLENE | 보스톤사이언티픽코리아
J4073002 | 2014-09-01 | LARGE BALLOON CATHETER | LARGE (13MM이상) | 1EA | - | WILLIAM COOK | PET | 쿡메디칼코리아
J4073003 | 2019-12-01 | ARMADA 35 PTA CATHETER | 전규격 | 1EA | - | ABBOTT VASCULAR | POLYAMIDE 12 | 한국애보트
J4073040 | 2018-07-01 | FOXCROSS PTA CATHETER | 전규격 | 1EA | - | ABBOTT LABORATORIES VASCULAR ENTERPRISES LTD. | POLYMADE 12 | 한국애보트
J4075001 | 2017-11-01 | SYNERGY BALLOON DILATATION CATHETER | 전규격 | 1EA | - | BOSTON CIENTIFIC | ARNITEL | 보스톤사이언티픽코리아
J4075011 | 2017-11-01 | MUSTANG BALLOON DILATATION CATHETER | 전규격 | 1EA | - | BOSTON SCIENTIFIC CORPORATION | PEBAX 등 | 보스톤사이언티픽코리아
J4081001 | 2016-05-01 | VIVA PTCA BALLOON CATHETER | 전규격 | 1EA | - | SCIMED | PEBAX/POLYETHYLENE | 보스톤사이언티픽코리아
J4081002 | 2020-07-01 | BRIO PTCA BALLOON CATHETER | 전규격 | 1EA | - | CID S.R.L. | PEBAX/POLAMIAD12 | 에코라
J4081003 | 2013-06-01 | FREEWAY PTCA BALLOON CATHETER | 전규격 | 1EA | - | ABBOTT VASCULAR INSTRUMENTS DEUTSCHLAND GMBH | POLYAMIDE | 카믹메드
J4081005 | 2013-03-01 | VIVANT RX BALLOON CATHETER | 전규격 | 1EA | - | PFM | POLYETHYLENE, POLYAMIDE 외 | 아시안상사
J4081006 | 2018-11-01 | X1S PTCA BALLOON CATHETER | 전규격 | 1EA | - | MEDTRONIC | PET | 메드트로닉코리아
J4081007 | 2016-05-01 | LARUS PTCA BALLOON CATHETER | 전규격 | 1EA | - | B.BRAUN | PAMAX | 비브라운코리아
J4081010 | 2016-03-01 | SB PTCA BALLOON CATHRTER | 전규격 | 1EA | - | DEVON | POLYAMIDE 12 | 현대약품공업
J4081011 | 2013-01-01 | RANGER PTCA BALLOON CATHETER | 전규격 | 1EA | - | SCIMED | PEBAX/PET | 보스톤사이언티픽코리아
J4081012 | 2020-07-01 | PROHP PTCA BALLOON CATHETER | 전규격 | 1EA | - | CID S.R.L. | PEBAX/POLAMIAD12 | 에코라
J4081013 | 2012-11-01 | U-PASS PTCA BALLOON CATHETER | 전규격 | 1EA | - | CORDIS | NYLON | 한국존슨앤드존슨메디칼
J4081017 | 2016-05-01 | SEQUENT PTCA BALLOON CATHETER | 전규격 | 1EA | - | B.BRAUN MELSUNGEN AG | PEBA(POLYETHYLENE BUTYL ACRYLATE) | 비브라운코리아
J4081021 | 2016-05-01 | MAXXUM PTCA BALLOON CATHETER | 전규격 | 1EA | - | SCIMED | PEBAX/POLYETHYLENE | 보스톤사이언티픽코리아
J4081025 | 2011-02-01 | ACS RX GEMINI CORONARY DILATATION CATHETER | 전규격 | 1EA | - | ACS | S-CELON | 동아제약(의)
J4081027 | 2018-11-01 | SIS PTCA BALLOON CATHETER | 전규격 | 1EA | - | SIS MEDICAL AG | SILICONE, POLYAMIDE | 솔빛메디칼
J4081029 | 2016-04-01 | HAYATE PTCA BALLOON CATHETER | 전규격 | 1EA | - | TERUMO | POLYAMIDE | 한국테루모
J4081031 | 2016-05-01 | ADANTE PTCA BALLOON CATHETER | 전규격 | 1EA | - | SCIMED | PEBAX/POLYETHYLENE | 보스톤사이언티픽코리아
J4081041 | 2013-01-01 | BONNIE PTCA BALLOON CATHETER | 전규격 | 1EA | - | SCHNEIDER | POLYAMIDELASTROMER | 보스톤사이언티픽코리아
J4081042 | 2014-08-01 | ALPHA PTCA BALLOON CATHETER | 전규격 | 1EA | - | AMG GMBH | POLYAMIDE | 에이엠지코리아
J4081047 | 2016-03-01 | CLASSIC NM CORONARY DILATATION CATHETER | 전규격 | 1EA | - | NEICH MEDICAL (SHENZEN) CO. LTD | NYLON 12 | 두성바이오메드
J4081048 | 2016-03-01 | APOLLO CORONARY DILATATION CATHETER | 전규격 | 1EA | - | AVANTEC VASCULAR(UK) LIMITED | S-S + PTFE+ HYDROPHILIC COATING+RADIOPAQUE MARKER | 굿맨코리아
J4081051 | 2013-01-01 | CHUBBY PTCA BALLOON CATHETER | 전규격 | 1EA | - | SCHNEIDER | NYLON | 보스톤사이언티픽코리아
J4081065 | 2015-10-01 | MA'SLA JUST PTCA DILATATION CATHETER | 전규격 | 1EA | - | ASAHI INTECC CO., LTD | POLYAMIDE ELASTOMER /PLATINUM, IRIDIUM | 휴메드
J4081067 | 2016-05-01 | VOYAGER | 전규격 | 1EA | - | ABBOTT VASCULAR | POLYAMIDE ELASTOMER, TUNGSTEN MARKER 등 | 한국애보트
J4081071 | 2016-04-01 | QUANTUM PTCA DILATATION CATHETER | 전규격 | 1EA | - | BOSTON SCIENTIFIC IRELAND | POLYESTER / POLYAMIDE | 보스톤사이언티픽코리아
J4081075 | 2016-04-01 | PRESTIGE MAGNA CORONARY DILATATION CATHETER | 전규격 | 1EA | - | GOODMAN MEDICAL IRELAND LIMITED | PEBAX(63D,70D) +PLATINUM/IRIDIUM ALLOY | 굿맨코리아
J4081080 | 2016-04-01 | PTCA RUNNER BALLOON CATHETER | 전규격 | 1EA | - | LEVENTON S.A. | POLYAMIDE 12 | 웨펜메디칼아이엘
J4081091 | 2016-03-01 | KONGOU PTCA BALLOON CATHETER | 전규격 | 1EA | - | TERUMO CORPORATION | NYLON 12 등 | 한국테루모
J4081094 | 2013-05-01 | PLEON | 전규격 | 1EA | - | BIOTRONIK SE&CO.KG | POLYAMIDE 12 등 | 바이오트로닉코리아
J4081103 | 2015-09-01 | MAESTRO PTCA BALLOON CATHETER | 전규격 | 1EA | - | ABBOTT VASCULAR INSTRUMENTS DEUTSCHLAND GMBH | PEBAX, NYLON 외 | 제이엔에이치
J4081106 | 2018-11-01 | D114S PTCA BALLOON CATHETER | 전규격 | 1EA | - | MEDTRONIC | PET | 메드트로닉코리아
J4081113 | 2012-11-01 | NINJA FX PTCA BALLOON CATHETER | 전규격 | 1EA | - | CORDIS | NYLON | 한국존슨앤드존슨메디칼
J4081125 | 2016-05-01 | CROSS SAIL CORONARY DILATATION CATHETER | 전규격 | 1EA | - | ABBOTT VASCULAR CARDIAC THERAPIES | S-CELON | 한국애보트
J4081129 | 2016-04-01 | GALE PTCA BALLOON CATHETER | 전규격 | 1EA | - | TERUMO | POLYAMIDE | 한국테루모
J4081142 | 2014-08-01 | ART PTCA BALLON CATHETER | 전규격 | 1EA | - | AMG GMBH | POLYAMIDE | 에이엠지코리아
J4081147 | 2016-03-01 | BRAVO NM CORONARY DILATATION CATHETER | 전규격 | 1EA | - | NEICH MEDICAL (SHENZHEN) CO., LTD | NYLON 12/PLATINUM | 두성바이오메드
J4081167 | 2016-05-01 | POWER SAIL CORONARY DILATATION CATHETER | 전규격 | 1EA | - | ABBOTT VASCULAR CARDIAC THERAPIES | POLYURETHANE+PLATINUM/ IRIDIUM+PEEK+NYLONE12+ STAINLESS STEEL +HYDROCOAT HYDROPHILIC COATING | 한국애보트
J4081180 | 2016-04-01 | FLASH PTCA BALLOON CATHETER | 전규격 | 1EA | - | LEVENTON S.A | POLYAMIDE | 웨펜메디칼아이엘
J4081203 | 2016-04-01 | JOCATH MERCURY PTCA BALLOON CATHETER | 전규격 | 1EA | - | ABBOTT VASCULAR INSTRUMENTS DEUTSCHLAND GMBH | PEBAX등 | 제이엔에이치
J4081206 | 2015-09-01 | STORMER RAPID EXCHANGE BALLOON DILATATION CATHETER | 전규격 | 1EA | - | AVE IRELAND | STAINLESS STEEL/ PEVAX등 | 메드트로닉코리아
J4081213 | 2012-11-01 | WORLDPASS PLUS BALLOON CATHETER | 전규격 | 1EA | - | CORDIS | NYLON | 한국존슨앤드존슨메디칼
J4081229 | 2016-04-01 | TEMPEST PTCA BALLOON CATHETER | 전규격 | 1EA | - | TERUMO | POLYAMIDE | 한국테루모
J4081242 | 2016-03-01 | KANEKA RX CATHETER | 전규격 | 1EA | - | KANEKA MEDIX CORP | STAINLESS STEEL/NYLON 12 COPOLYMER/폴리테트라플에칠렌 코팅 | 에이엠지코리아
J4081267 | 2016-02-01 | VOYAGER NC CORONARY DILATATION CATHETER | 전규격 | 1EA | - | ABBOTT VASCULAR | PEBAX/POLYETHYELNE 등 | 한국애보트
J4081306 | 2015-09-01 | EXTENSOR | 전규격 | 1EA | - | AVE IRELAND LIMITED | NYLON | 메드트로닉코리아
J4081313 | 2012-11-01 | OMNIPASS BALLOON CATHETER | 전규격 | 1EA | - | CORDIS | NYLON | 한국존슨앤드존슨메디칼
J4081329 | 2016-04-01 | ARASHI | 전규격 | 1EA | - | TERUMO | NYLON12+POLYETHYLENE +HYDROPHILIC COATING +PLATINUM/GOLD MARKER | 한국테루모
J4081406 | 2016-05-01 | SPRINTER PTCA BALLOON CATHETER | 전규격 | 1EA | - | MEDTRONIC IRELAND | PEBAX등 | 메드트로닉코리아
J4081413 | 2012-11-01 | AQUA T3 PTCA DILATATION CATHETER | 전규격 | 1EA | - | CORDIS EUROPA N.V | POLYURETHANE | 한국존슨앤드존슨메디칼
J4081429 | 2016-04-01 | RYUJIN | 전규격 | 1EA | - | TERUMO | NYLON12-POLYTETRA METHYLENE GLYCOL CO-POLYMER | 한국테루모
J4081442 | 2019-07-01 | IKAZUCHI | 전규격 | 1EA | - | KANEKA CORPORATION | POLYETHYLENE, POLYPROPHYLENE | 에이엠지코리아
J4081999 | 2001-10-01 | PTCA BALLOON CATHETER | 전규격 | 1EA | - | 전업체 |  | 전업체
J4082001 | 2013-01-01 | CUTTING BALLOON ULTRA | 전규격 | 1EA | - | IVT EUROPE LIMITED | PET + S-S + HYALURONATE등 | 보스톤사이언티픽코리아
J4082048 | 2016-04-01 | CUTTING PTCA BALLOON CATHETER | 전규격 | 1EA | - | IVT | POLYETHYLENE TEREPHLENE | 보스톤사이언티픽코리아
J4086002 | 2014-09-01 | LUMAX GUIDING CATHETER | 전규격 | 1EA | - | COOK | NYLON WITH RADIOPAQUE TIP | 쿡메디칼코리아
J4086025 | 2013-04-01 | VIKING OPTIMA GUIDING CATHETER | 전규격 | 1EA | - | ACS | PEBAX+STAILESS STEEL | 동아제약
J4086029 | 2016-04-01 | ROUTE CATHETER | 전규격 | 1EA | - | TERUMO | POLYAMID ELASTOMER외 | 한국테루모
J4086047 | 2016-03-01 | SAFFRON NM GUIDING CATHETER | 전규격 | 1EA | - | NEICH MEDICAL CO. LTD | POLYETHER | 두성바이오메드
J4086048 | 2016-05-01 | CAMINO GUIDING CATHETER | 전규격 | 1EA | - | GOODMAN | NYLON외 | 굿맨코리아
J4086165 | 2015-10-01 | PRECIOUS GUIDING CATHETER | 전규격 | 1EA | - | ASAHI INTECC CO.,LTD. | POLYESTER 등 | 휴메드
J4086216 | 2018-04-01 | CONCIERGETM GUIDING CATHETER | 전규격 | 1EA | - | MERIT MEDICAL SYSTEMS,INC | PEBAX 등 | 와이비메디텍
J4086999 | 2001-10-01 | PTCA GUIDING CATHETER | 전규격 | 1EA | - | 전업체 |  | 전업체
J4087002 | 2014-09-01 | LUMAX FLEX GUIDING CATHETER | 전규격 | 1EA | - | COOK | NYLON WITH RADIOPAQUE TIP | 쿡메디칼코리아
J4087047 | 2004-09-15 | SAFFRON NM GUIDING CATHETER | 전규격 | 1EA | - | NEICH MEDICAL CO. LTD | POLYETHER | 두성바이오메드
J4091001 | 2012-08-01 | TRACKER (EXCEL) CATHETER | 150CM이상 | 1EA | - | TARGET | PEBAX/STAINLESS | 보스톤사이언티픽코리아
J4091002 | 2018-08-01 | MICROFERRET INFUSION CATHETER | 150CM이상 | 1EA | - | WILLIAM COOK | POLYETHYLENE WITH HYDROPHILIC COATING, RADIOPAQUE MARKER | 쿡메디칼코리아
J4091004 | 2012-10-01 | MAGIC CATHETER | 150CM이상 | 1EA | - | BALT | POLYAMIDE, TEFLON,POLYETHYLENE | 엠아이텍
J4091021 | 2013-04-01 | SPINNAKER (ELITE) CATHETER | 150CM이상 | 1EA | - | BOSTON SCIENTIFIC CORPORATION | POLYVINYL CHLORIDE | 한국스트라이커
J4091029 | 2016-04-01 | GT CATHETER | 150CM이상 | 1EA | - | TERUMO | POLYESTERELASTOMER | 한국테루모
J4091031 | 2012-08-01 | FAS TRACKER -10(18) CATHETER | 150CM이상 | 1EA | - | TARGET | POLYPROPYLENE /POLYETHYLENE | 보스톤사이언티픽코리아
J4091051 | 2012-08-01 | TURBO TRACKER CATHETER | 150CM이상 | 1EA | - | TARGET | TFE/PEBAX NYLON | 보스톤사이언티픽코리아
J4091061 | 2012-08-01 | SOFT STREAM CATHETER | 150CM이상 | 1EA | - | TARGET | POLYPROPYLENE /POLYETHYLENE | 보스톤사이언티픽코리아
J4091113 | 2012-12-01 | RAPID TRANSIT CATHETER | 150CM이상 | 1EA | - | CORDIS | URETHANE | 한국존슨앤드존슨메디칼
J4091213 | 2012-12-01 | TRANSIT CATHETER | 150CM이상 | 1EA | - | CORDIS | URETHANE | 한국존슨앤드존슨메디칼
J4091313 | 2012-11-01 | REGATTA CATHETER | 150CM이상 | 1EA | - | CORDIS | NYLON | 한국존슨앤드존슨메디칼
J4091413 | 2012-12-01 | MASS TRANSIT CATHETER | 150CM이상 | 1EA | - | CORDIS | NYLON | 한국존슨앤드존슨메디칼
J4091999 | 2001-10-01 | SUPER SELECTION CATHETER (BRAIN) | 전규격 | 1EA | - | 전업체 |  | 전업체
J4092001 | 2013-01-01 | TRACKER (EXCEL) CATHETER | 150CM미만 | 1EA | - | MEDITECH | PEBAX/STAINLESS STEEL | 보스톤사이언티픽코리아
J4092002 | 2018-08-01 | MICROFERRET CATHTER | 150CM미만 | 1EA | - | WILLIAM COOK | POLYETHYLENE WITH HYDROPHILIC COATING, RADIOPAQUE MARKER | 쿡메디칼코리아
J4092010 | 2016-03-01 | MARGUERITE Ⅱ | 150CM미만 | 1EA | - | GMA CO.,LTD. | POLYAMIDELASTROMER | 현대약품(주)
J4092031 | 2013-01-01 | FAS TRACKER 325(18) CATHETER | 150CM미만 | 1EA | - | MEDITECH | POLYPROPYLENE /POLYETHYLENE | 보스톤사이언티픽코리아
J4092041 | 2013-01-01 | EXCELSIOR CATHETER | 150CM미만 | 1EA | - | MEDITECH | TFE/PEBAX NYLON | 보스톤사이언티픽코리아
J4092051 | 2013-01-01 | TURBO TRACKER CATHETER | 150CM미만 | 1EA | - | MEDITECH | PTFE/NITINOL | 보스톤사이언티픽코리아
J4092065 | 2015-10-01 | STRIDE MICROCATHETER | 150CM 미만 | 1EA | - | ASAHI INTECC CO., LTD | PLATINUM(PT)/NICKEL(NI)/POLYETHYLENE등 | 휴메드
J4092082 | 2017-11-01 | MIRAFLEX MICROCATHETER | 전규격 | 1EA | - | COOK INC | PTFE 등 | 쿡메디칼코리아
J4092213 | 2012-12-01 | TRANSIT CATHETER | 150CM 미만 | 1EA | - | CORDIS | URETHANE | 한국존슨앤드존슨메디칼
J4092313 | 2012-11-01 | REGATTA CATHETER | 150CM 미만 | 1EA | - | CORDIS | NYLON | 한국존슨앤드존슨메디칼
J4092999 | 2001-10-01 | SUPER SELECTION CATHETER WITH G/W(EXCEPT FOR BRAIN) | 전규격 | 1EA | - | 전업체 |  | 전업체
J4093001 | 2008-05-01 | FASSTEALTH BALLOON DILATATION CATHETER | 전규격 | 1EA | - | TARGET | POLYETHYLENE | 보스톤사이언티픽코리아
J4095013 | 2012-12-01 | MASS TRANSIT CATHETER SET (WITH GUIDE WIRE) | CATH:150CM미만 G/W:180CM이하 | 1EA | - | CORDIS | NYLON | 한국존슨앤드존슨메디칼
J4095029 | 2016-04-01 | SP CATHETER SET (WITH GUIDE WIRE) | CATH:150CM미만 G/W:180CM | 1EA | - | TERUMO | POLYURETHANE외 | 한국테루모
J4099002 | 2017-04-01 | ULTRAXX NEPHROSTOMY BALLOON CATHETER(SHEATH포함) | 전규격 | 1EA | - | COOK INCORPORATED | POLYETHYLENE등 | 쿡메디칼코리아
J4100002 | 2016-04-01 | ACCENT DG URETERAL DILATION BALLOON CATHETER | 전규격 | 1EA | - | COOK UROLOGICAL | RADIOPAQUE POLYURETHANE | 쿡메디칼코리아
J4100012 | 2016-04-01 | BALLOON URETERAL DILATION CATHETER | 전규격 | 1EA | - | COOK UROLOGICAL | RADIOPAQUE POLYURETHANE | 쿡메디칼코리아
J4100059 | 2018-05-01 | FORTE BALLOON DILATATION CATHETER | 전규격 | 1EA | - | APPLIED MEDICAL RESOURCE | POLYURETHANE | 아성양행
J4100102 | 2015-07-01 | OMEGA NV BALLOON URETERAL DILATOR CATHETER | 전규격 | 1EA | - | COOK UROLOGICAL | RADIOPAQUE POLYURETHANE | 쿡메디칼코리아
J4100202 | 2012-01-01 | UPJ OCCLUSION BALLOON CATHETER | 전규격 | 1EA | - | COOK UROLOGICAL | RADIOPAQUE POLYURETHANE | 쿡메디칼코리아
J4100302 | 2019-05-01 | ASCEND AQ URETERAL BALLOON CATHETER | 전규격 | 1EA | - | COOK UROLOGICAL INCORPORATED | NYLON/ HYDROPHILIC COATING | 쿡메디칼코리아
J4100999 | 2001-10-01 | URETERAL BALLOON DILATATION CATHETER | 전규격 | 1EA | - | 전업체 |  | 전업체
J4101059 | 2018-05-01 | ACUCISE RP35 | 전규격 | 1SET | - | APPLIED MEDICAL RESOURCES | LDPE 등 | 아성양행
J4102005 | 2013-03-01 | STONE EXTRACTION BALLOON CATHETER | 전규격 | 1EA | - | GIP MEDIZINTECHNIK GMBH | POLYETHYLENE | 아시안상사
J4102008 | 2009-12-01 | OBE BALLOON STONE EXTRACTOR | DOUBLE/TRIPLE LUMEN | 1EA | - | BALLARD MEDICAL PRODUCTS | LATEX NYLON | 지인씨앤티
J4102018 | 2016-04-01 | BALLOON CATHETER FOR STONE-EXTRACTION | 전규격 | 1EA | - | MTW | POLYETHYLENE | 지인씨앤티
J4102098 | 2016-03-01 | BALLOON EXTRACTION | 전규격 | 1EA | - | SCANDIMED INTERNATIONAL A.S | POLYCARBONATE + 천연고무 | 중외메디칼서울지점
J4102999 | 2001-10-01 | ENDOSCOPIC NASAL BILIARY BALLOON CATHETER FOR BILIARY STONE | 전규격 | 1EA | - | 전업체 |  | 전업체
J4107106 | 2018-03-01 | DRIVER CE MAX | 전규격 | 1EA | - | INVATEC S.P.A | POLYAMIDE 12 + RADIOPAQUE MARKER(PLATINUM+IRIDIUM) 등 | 메드트로닉코리아
J4111020 | 2016-03-01 | C.V.C CATHETER | 전규격 | 1EA | - | SUNG WON MEDICAL | POLYURETHANE | 성원메디칼
J4111039 | 2012-04-01 | HYDROCATH | SINGLE LUMEN | 1EA | - | BECTON DICKINSON | POLYURETHANE | 벡톤디킨슨코리아
J4111999 | 2001-10-01 | CENTRAL VENOUS PRESSURE CATHETER | 전규격 | 1EA | - | 전업체 |  | 전업체
J4112007 | 2016-05-01 | CERTOFIX DUO | DOUBLE | 1EA | - | B.BRAUN | POLYURETHANE | 비브라운코리아
J4112020 | 2016-03-01 | C.V.C CATHETER | DOUBLE | 1EA | - | SUNG WON MEDICAL | POLYURETHANE | 성원메디칼
J4112036 | 2016-03-01 | DOUBLE LUMEN MULTICATH | DOUBLE | 1EA | - | VYGON | POLYURETHANE | 인성메디칼
J4112039 | 2012-04-01 | HYDROCATH | DOUBLE | 1EA | - | BECTON DICKINSON | POLYURETHANE | 벡톤디킨슨코리아
J4114020 | 2016-03-01 | C.V.C CATHETER | TRIPLE | 1EA | - | SUNG WON MEDICAL | POLYURETHANE | 성원메디칼
J4114036 | 2016-03-01 | TRIPLE LUMEN MULTICATH | TRIPLE | 1EA | - | VYGON | POLYURETHANE | 인성메디칼
J4114039 | 2012-04-01 | HYDROCATH | TRIPLE | 1EA | - | BECTON DICKINSON | POLYURETHANE | 벡톤디킨슨코리아
J4120007 | 2016-05-01 | COMBITRANS | SINGLE | 1EA | - | B.BRAUN | - | 비브라운코리아
J4120035 | 2010-07-01 | AUTO TRANSDUCER (REUSABLE TRANSDUCER) | SINGLE | 1EA | - | ACE MEDICAL | PVC외 | 에이스메디칼
J4120107 | 2016-05-01 | COMBIDYN | SINGLE | 1EA | - | B.BRAUN | - | 비브라운코리아
J4121035 | 2010-07-01 | AUTO TRANSDUCER (REUSABLE TRANSDUCER) | DOUBLE | 1EA | - | ACE MEDICAL | PVC외 | 에이스메디칼
J4122035 | 2010-07-01 | AUTO TRANSDUCER (REUSABLE TRANSDUCER) | TRIPLE | 1EA | - | ACE MEDICAL | PVC외 | 에이스메디칼
J4130059 | 2018-05-01 | SYNTEL VASCULAR CATHETER, REGULAR TIP (2Fr) | 전규격 | 1EA | - | APPLIED MEDICAL RESOURCES | PVC, SILICONE, 스테인레스스틸 등 | 아성양행
J4140059 | 2018-05-01 | SYNTEL VASCULAR CATHETER, REGULAR TIP (3~7Fr) | 전규격 | 1EA | - | APPLIED MEDICAL RESOURCES | PVC, SILICONE, 스테인레스스틸 등 | 아성양행
J4140159 | 2018-05-01 | SYNTEL VASCULAR CATHETER, SPRING TIP | 전규격 | 1EA | - | APPLIED MEDICAL RESOURCES | PVC, SILICONE, 스테인레스스틸 등 | 아성양행
J4150059 | 2018-05-01 | SYNTEL VASCULAR CATHETER, OPEN TIP-OVER THE WIRE | 전규격 | 1EA | - | APPLIED MEDICAL RESOURCES | PVC, SILICONE, 스테인레스스틸 등 | 아성양행
J4201036 | 2016-03-01 | LIFECATH W/PEEL-APART DESILET | SINGLE LUMEN | 1EA | - | VYGON | SILICONE | 인성메디칼
J4201038 | 2008-04-01 | CLAMPLESS VALVED CATHETER-TUNNELED | SINGLE LUMEN | 1EA | - | CATHETER INNOVATION | SILICONE | 이화바이오메딕스
J4201043 | 2016-03-01 | HEMED CATHETER | SINGLE | 1EA | - | GISH BIOMEDICAL | SILICONE | 지상양행
J4201136 | 2016-03-01 | NUTRICATH-S | SINGLE LUMEN | 1EA | - | VYGON S.A | SILICONE | 인성메디칼
J4202038 | 2008-04-01 | CLAMPLESS VALVED CATHETER-TUNNELED | DOUBLE LUMEN | 1EA | - | CATHETER INNOVATION | SILICONE | 이화바이오메딕스
J4202043 | 2016-03-01 | HEMED CATHETER | DOUBLE | 1EA | - | GISH BIOMEDICAL | SILICONE | 지상양행
J4202054 | 2016-04-01 | PERMANENT DUAL LUMEN CATHETER KIT | 전규격 | 1EA | - | GAMBRO KATHETERTECHNIK HECHINGEN | POLYURETHANE | 한국갬브로
J4202073 | 2016-04-01 | CANNON Ⅱ PLUS CHRONIC HEMODIALYSIS CATHETER | DOUBLE LUMEN | 1EA | - | ARROW INTERNATIONAL, INC | POLYURETHANE,CARBOTHANE등 | 사이넥스
J4203025 | 2011-12-01 | CHEMO-PORT | SINGLE ARTERIAL | 1EA | - | HDC CORP. | TITANIUM | 동아제약(의)
J4204007 | 2016-05-01 | CELSITE ARTERIAL ACCESS PORT | SINGLE PORT | 1EA | - | B.BRAUN | TA TITANIUM+EPOXY COATING | 비브라운코리아
J4205002 | 2018-08-01 | TITANIUM VITAL PORT | SINGLE PORT | 1EA | - | COOK INCORPORATED | TITANIUM+SILICONE | 쿡메디칼코리아
J4205009 | 2016-05-01 | ARROW TITANIUM PORT (LOW PROFILE TYPE) | SINGLE PORT | 1EA | - | ARROW | TITANIUM | 케이씨피
J4205025 | 2018-09-01 | CHEMO-PORT (W/INTRODUCER) | SINGLE VENOUS | 1EA | - | NEO MEDICAL INC. | TITANIUM | 동아제약(의)
J4206002 | 2018-08-01 | VITAL PORT | SINGLE PORT | 1EA | - | COOK | UDEL POLYSULFONE | 쿡메디칼코리아
J4206036 | 2016-03-01 | SITIMPLANT W/ PEEL-APART DESILET | SINGLE PORT | 1EA | - | VYGON | TITANIUM+SILICONE COATING | 인성메디칼
J4207043 | 2016-03-01 | TUNNELER | 전규격 | 1EA | - | GISH BIOMEDICAL | ACETAL | 지상양행
J4208007 | 2016-12-01 | CELSITE DOUBLE VENOUS ACCESS PORT | DOUBLE PORT | 1EA | - | B.BRAUN | TITANIUM + EPOXY COATING | 비브라운코리아
J4209038 | 2008-04-01 | CLAMPLESS VALVED CATHETER-TUNNELED | TRIPLE LUMEN | 1EA | - | CATHETER INNOVATION | SILICONE | 이화바이오메딕스
J4209043 | 2016-03-01 | HEMED CATHETER | TRIPLE LUMEN | 1EA | - | GISH BIOMEDICAL | SILICONE | 지상양행
J4210012 | 2018-02-01 | SINGLE LUMEN PICC CATHETER WITH OBTURATOR | SINGLE | 1EA | - | COOK | SILICONE | 쿡메디칼코리아
J4214007 | 2016-12-01 | CELSITE PERITONEAL ACCESS PORT | SINGLE PORT | 1EA | - | B.BRAUN CELSA S.A | PORT(EPOXY RESIN +TITANIUM) CATHETER(SILICONE) | 비브라운코리아
J4301031 | 2008-06-01 | DRUG RESERVOIR BAG | 전규격 | 1EA | - | BAXTER HEALTH-CARE | PVC | 박스터
J4301036 | 2008-04-01 | PARAGON INFUSER BAG | 전규격 | 1EA | - | I-FLOW |  | 인성메디칼
J4301065 | 2016-05-01 | AMBULATORY INFUSION PUMP (WALKMED) DRUG RESERVOIR BAGS | 전규격 | 1EA | - | MCKINLEY MEDICAL LLLP | PVC | 비브라운코리아
J4301135 | 2001-05-01 | AUTOMED 3300 BAG |  | 1EA | - | ACE MEDICAL | POLYURATHANE | 에이스메디칼
J4301233 | 2019-03-01 | PCA-PU250 | 250ML | 1EA | - | WOO-YOUNG MEDICAL | BAG-POLYURETHANE / TUBE-PVC | 우영메디칼
J4301333 | 2019-03-01 | PCA-PU500 | 500ML | 1EA | - | WOO-YOUNG MEDICAL | TEMPERATURE POLYURETHANE 등 | 우영메디칼
J4302031 | 2008-06-01 | ANTI SIPHON SET | LINE | 1EA | - | BAXTER HEALTH-CARE | PVC | 박스터
J4302038 | 2010-09-01 | MICROJECT |  | 1EA | - | SORENSONMEDICAL | PVC | 이화바이오메딕스
J4302065 | 2016-05-01 | WALKMED,INFUSION PUMP I.V. SETS | 전규격 | 1EA | - | MCKINLEY MEDICAL LLLP | PVC | 비브라운코리아
J4302135 | 2001-05-01 | AUTOMED 3400 | LINE | 1EA | - | ACE MEDICAL | PVC | 에이스메디칼
J4302340 | 2019-11-01 | 수액펌프용 수액세트 | 전규격 | 1EA | - | Q CORE MEDICAL LTD | PVC | 한국젬스
J4303035 | 2010-07-01 | AUTOMED 2000 |  | 1EA | - | ACE MEDICAL | POLYURETHANE | 에이스메디칼
J4303055 | 2005-08-15 | ANAPA | 전규격 | 1EA | - | E-WHA | STYRENE-BUTADIENE COPOLYMER | 이화양행
J4303135 | 2010-07-01 | AUTOMED 3000 | 전규격 | 1EA | - | ACE MEDICAL | POLYURETHANE | 에이스메디칼
J4303162 | 2016-03-01 | DISPOSABLE INFUSION PUMP WITHOUT BOLUS | 전규격 | 1EA | - | NANCHANG BIOTEK MEDICAL DIVICE CO.,LTD | PVC, SILICONE 등 | 에스앤에스케어텍
J4303231 | 2016-04-01 | MULTIRATE INFUSER | 전규격 | 1EA | - | BAXTER HEALTH CARE COR. | POLYISOPRENE RUBBER | 박스터
J4304031 | 2019-09-01 | INFUSER BASAL/BOLUS | 전규격 | 1EA | - | BAXTER HEALTHCARE CORPORATION | - | 박스터
J4305031 | 2019-09-01 | INFUSER P.C.M | - | 1EA | - | BAXTER HEALTHCARE CORPORATION | - | 박스터
J4306035 | 2010-07-01 | AUTOMED 2100 |  | 1EA | - | ACE MEDICAL | PVC | 에이스메디칼
J4306038 | 2004-08-01 | MICROJECT |  | 1EA | - | SORENSON MEDICAL | PVC | 오지교역
J4306055 | 2005-08-15 | ANAPLUS | 전규격 | 1EA | - | E-WHA | STRYNE-BUTADINE COPOLYMER | 이화양행
J4306135 | 2010-07-01 | AUTOMED 2200 |  | 1EA | - | ACE MEDICAL | PVC | 에이스메디칼
J4306162 | 2016-03-01 | DISPOSABLE INFUSION PUMP WITH BOLUS | 전규격 | 1EA | - | NANCHANG BIOTEK MEDICAL DIVICE CO.,LTD | SILICONE 등 | 에스앤에스케어텍
J4307032 | 2018-05-01 | HOMEPUMP PCA INFUSER | 전규격 | 1EA | - | BAXA CORPORATION | POLYPROPYLENE | 비브라운코리아
J4401009 | 2010-11-01 | EPIDURAL CATHETER | 전규격 | 1EA | - | ARROW | POLYURETHANE | 케이씨피
J4401036 | 2016-03-01 | EPIDURAL CATHETER | 전규격 | 1EA | - | VIGON | POLY-URETHANE | 인성메디칼
J4401050 | 2018-04-01 | EPIDURAL CATHETER | 전규격 | 1EA | - | TE ME NA SARL | POLYAMIDE | 월드메디칼
J4401236 | 2016-03-01 | EPIDURAL CATHETER | 전규격 | 1EA | - | VYGON S.A. | POLYETHYLENE | 인성메디칼
J4402031 | 2018-09-01 | HEALTHPORT SPINAL | 전규격 | 1EA | - | PLAN 1 HEALTH S.R.L | - | 박스터
J4601001 | 2009-02-01 | EXPLORER DIAGNOSTIC CATHETER | 10극이하 | 1EA | - | BOSTON SCIENTIFIC COR. | 전극:PLATINUM/IRIDIUM 축:POLYURETHANE | 보스톤사이언티픽코리아
J4601011 | 2013-01-01 | POLARIS DIAGNOSTIC CATHETER | 10극이하 | 1EA | - | BOSTON SCIENTIFIC COR. | 전극:PLATINUM/IRIDIUM 축:POLYURETHANE | 보스톤사이언티픽코리아
J4601021 | 2009-02-01 | EPT-DX DIAGNOSTIC CATHETER | 10극이하 | 1EA | - | BOSTON SCIENTIFIC COR. | 전극:PLATINUM/IRIDIUM축:PBA | 보스톤사이언티픽코리아
J4601466 | 2016-04-01 | LUMINARY EP CATHETER | 10극이하 | 1EA | - | ST.JUDE MEDICAL CARDIAC RHYTHM MANAGEMENT DIVISION | 전극: PLATINUM/IRIDIUM, SHAFT: POLYETHER BLOCK AMIDE | 세인트쥬드메디칼코리아유한회사
J4602004 | 2014-10-01 | IMAGINATIONS 14-POLE FIXED CURVE CATHETER | 14극 | 1EA | - | TZ MEDICAL INC. | 전극:PLATINUM/IRIDIUM TUBING: PEBAX | 한송아이
J4604066 | 2008-10-01 | LIVEWIRE SPIRAL HP STEERABLE ELECTROPHYSIOLOGY CATHETER | CIRCULAR/11~20극 | 1EA | - | ST.JUDE MEDICAL | 전극:PLATINUM축:POLYURETHANE | 세인트쥬드메디칼코리아유한회사
J4604166 | 2008-10-01 | OPTIMA CATHETER | CIRCULAR/11~20극 | 1EA | - | IRVINE BIOMEDICAL, INC. A ST. JUDE MEDICAL COMPANY | 전극: PLATINUM/IRIDIUM 축: POLYETHER BLOCK AMIDE | 세인트쥬드메디칼코리아유한회사
J4604266 | 2008-10-01 | OPTIMA PLUS CATHETER | 전규격 | 1EA | - | IRVINE BIOMEDICAL,INC A ST. JUDE MEDICAL COMPANY | 전극: PLATINUM/IRIDIUM TUBE FILLER: POLYETHER BLOCK AMIDE | 세인트쥬드메디칼코리아유한회사
J4650106 | 2019-12-01 | MAAC | 전규격 | 1EA | - | MEDTRONIC, ABLATION FRONTIERS | POLYCARBONATE 등 | 메드트로닉코리아
J4650206 | 2019-12-01 | MASC | 전규격 | 1EA | - | MEDTRONIC, ABLATION FRONTIERS | POLYCARBONATE 등 | 메드트로닉코리아
J4660045 | 2018-05-01 | NHANCER GUIDE WIRE SUPPORT CATHETER | 전규격 | 1EA | - | IMDS OPERATIONS B.V. | POLYETHER BLOCK AMIDE | 신애상사
J4700066 | 2018-09-01 | NAVX SURFACE ELECTRODE KIT | EN0010-002 | 1EA | - | ST.JUDE MEDICAL | - | 애보트메디칼코리아유한회사
J4800005 | 2016-03-01 | MYSHELL LITE | 전규격 | 1EA | - | PEROUSE MEDICAL | PVC | 아시안메디칼
J4800006 | 2016-05-01 | Y-ADAPTERS | 전규격 | 1EA | - | MEDTRONIC | ­ | 메드트로닉코리아
J4800007 | 2016-05-01 | Y-CONNECTOR | 전규격 | 1EA | - | B.BRAUN | POLYCABONATE | 비브라운코리아
J4800027 | 2018-11-01 | ROTATING Y-CONNECTORS MVA100 | 2-WAY | 1EA | - | EV3 INC | POLYCARBONATE POLYMER등 | 솔빛메디칼
J5001001 | 2013-01-01 | SHEATH | 9FR이하/16CM이하 | 1EA | - | SCIMED | TEFLON | 보스톤사이언티픽코리아
J5001012 | 2015-01-01 | DESILETS-HOFFMAN ADULT SHEATH-ARTE INTRODUCER | 9FR이하/16CM이하 | 1EA | - | COOK | RADIOPAQUE TFE | 쿡메디칼코리아
J5001015 | 2019-12-01 | FAST-CATH HEMOSTASIS INTRODUCER WITH-LOCK | 9FR이하/16CM이하 | 1EA | - | ST. JUDE MEDICAL | - | 애보트메디칼코리아유한회사
J5001047 | 2016-03-01 | ADVANCE NM CATHETER SHEATH INTRODUCER SYSTEM | 9FR이하/16CM이하 | 1EA | - | NEICH MEDICAL(SHENZHEN)CO.LTD | HDPE+SILICONE등 | 두성바이오메드
J5001116 | 2018-04-01 | PRELUDE SHEATH INTRODUCER | 9FR이하/16CM이하 | 1EA | - | MERIT MEDICAL SYSTEMS,INC. | POLYETHYLENE 등 | 와이비메디텍
J5002047 | 2016-03-01 | ADVANCE NM CATHETER SHEATH INTRODUCER SYSTEM | 9FR이하/17-40CM | 1EA | - | NEICH MEDICAL(SHENZHEN)CO.LTD | HDPE+SILICONE등 | 두성바이오메드
J5004036 | 2016-03-01 | PEEL-APART DESILET | 전규격 | 1EA | - | VAGON S.A | FEP(FLUORINATED ETHYLENE PROPYLENE) | 인성메디칼
J5004043 | 2016-03-01 | PEEL-AWAY INTRODUCER | 전규격 | 1EA | - | GISH BIOMEDICAL | POLYETHYLENE +STAINLESS STEEL | 지상양행
J5005002 | 2015-01-01 | DESILETS-HOFFMAN ADULT THIN WALL SHEATH-ARTE INTRODUCER | 전규격 | 1EA | - | COOK |  | 쿡메디칼코리아
J5007004 | 2014-07-01 | ESOPHAGEAL ENDOPROSTHESIS INTRODUCER | 전규격 | 1EA | - | M.I.TECH | POLYETHYLENE | 엠아이텍
J5008004 | 2014-07-01 | HANARO SPIRAL STENT INTRODUCER | 전규격 | 1EA | - | M.I.TECH | RADIOPAQUE TEFLON | 엠아이텍
J5009002 | 2016-04-01 | VASCULAR INTRODUCER | 전규격 | 1EA | - | COOK | - | 쿡메디칼코리아
J5010102 | 2018-02-01 | NEFF PECUTANEOUS ACCESS INTRODUCER | 전규격 | 1EA | - | COOK INCOPORATED | HIGH DENSITY POLYETHLENE 외 | 쿡메디칼코리아
J5011090 | 2016-12-01 | RAPID ACCESS SHEATH | 전규격 | 1EA | - | ACCESS POINT TECHNOLOGIES/ENPATH MEDICAL,INC | HDPE | 에스앤지바이오텍
J5012001 | 2016-04-01 | MULTIPURPOSE SOFT TIP SHEATH KITS | 전규격 | 1EA | - | BOSTON SCIENTIFIC CORPORATION SAN JOSE | PEBAX/POLYCARBONATE 등 | 보스톤사이언티픽코리아
J5015066 | 2016-04-01 | APEEL CS PLUS CATHETER DELIVERY SYSTEM | 전규격 | 1SET | - | ST.JUDE MEDICAL | POLYETHYLENE 등 | 세인트쥬드메디칼코리아유한회사
J5018166 | 2017-07-01 | CPS AIM | 전규격 | 1EA | - | ST. JUDE MEDICAL CARDIAC RHYTHM MANAGEMENT DIVISION | PEBAX, 40% BASO4 등 | 세인트쥬드메디칼코리아유한회사
J5020006 | 2019-01-01 | BROCKENBROUGH NEEDLE | 전규격 | 1EA | - | MEDTRONIC. INC | STAINLESS STEEL | 메드트로닉코리아
J5021066 | 2016-04-01 | ACROSS TRANSSEPTAL ACCESS SYSTEM | 전규격 | 1EA | - | ST.JUDE MEDICAL | POLYETHER BLOCK POLYAMIDE COPOLYMER/STAINLESS STEEL | 세인트쥬드메디칼코리아유한회사
J5083001 | 2020-09-01 | TAXUS EXPRESS 2 STENT SYSTEM | 전규격 | 1EA | - | BOSTON SCIENTIFIC IRELAND LTD | STAINLESS STEEL+약물(PACLITAXEL) | 보스톤사이언티픽코리아
J5083006 | 2016-03-01 | ENDEAVORABT-578ELUTINGCORONARYSTENT | 전규격 | 1EA | - | MEDTRONICIRELAND | CO-CRALLOY+약물(ABT-578)+PHOSPHORYCHOLINECOATING | 메드트로닉코리아
J5083007 | 2016-05-01 | COROFLEX-PLEASE | 전규격 | 1EA | - | B.BRAUN MELSUNGEN AG | STAINLESS STEEL+약물(PACLITAXEL) | 비브라운코리아
J5083011 | 2020-09-01 | TAXUS ELEMENT STENT SYSTEM | 전규격 | 1EA | - | BOSTON SCIENTIFIC IRELAND LTD | PACLITAXEL COATED PTCR ALLOY | 보스톤사이언티픽코리아
J5083013 | 2012-11-01 | CYPHER SIROLIMUS ELUTING CORONARY STENT | 전규격 | 1EA | - | CORDIS EUROPA N.V | 약물(SIROLIMUS)+STAINLESS STEEL | 한국존슨앤드존슨메디칼
J5083029 | 2020-09-01 | PROMUS ELEMENT STENT SYSTEM | 전규격 | 1EA | - | BOSTON SCIENTIFIC IRELAND LTD | 약물(EVEROLIMUS) +PTCR ALLOY | 보스톤사이언티픽코리아
J5083042 | 2014-08-01 | PICO ELITE STENT | 전규격 | 1EA | - | AMG VASCULAR PRODUCTS S.R.L. | COBALT-CHROMIUM ALLOY+PACLITAXEL+BIOCOMPATIBLE POLYSULFONE COATED | 에이엠지코리아
J5083066 | 2009-02-01 | COSTAR PACLITAXEL ELUTING CORONARY STENT SYSTEM | 전규격 | 1EA | - | CONOR MEDSYSTEMS IRELAND LIMITED | COBALT CHROMIUM+약물PACLITAXEL+POLYMER(PLGA:POLY L-LACTIDE-CO-GLYCOLIDE) | 세인트쥬드메디칼코리아유한회사
J5083073 | 2016-04-01 | BIOMATRIX BIOLIMUS A9 ELUTING CORONARY STENT SYSTEM | 전규격 | 1EA | - | BIOSENSORS EUROPE SA | STAINLESS STEEL+약물(BIOLIMUS A9) | 디오
J5083101 | 2020-09-01 | TAXUS LIBERTE MONORAIL CORONARY STENT SYSTEM | 전규격 | 1EA | - | BOSTON SCIENTIFIC IRELAND LTD | STAINLESS STEEL+PACLITAXEL +SIBS(POLY STYRENE ISOBUTYLENE STYRENE) | 보스톤사이언티픽코리아
J5083113 | 2012-11-01 | CYPHER SELECT SIROLIMUS ELUTING CORONARY STENT | 전규격 | 1EA | - | CORDIS EUROPA N.V | 약물(SIROLIMUS) +STAINLESS STEEL+코팅재(PEVA/PBMA) | 한국존슨앤드존슨메디칼
J5083137 | 2020-01-01 | DESYNE NOVOLIMUS ELUTING CORONARY STENT | 전규격 | 1EA | - | ELIXIR MEDICAL CORPORATION | STENT(COBALT CHROMIUM ALLOY)+약물(NOVOLIMUS) | (주)퀄리텍코리아
J5083201 | 2020-09-01 | PROMUS EVEROLIMUS ELUTING CORONARY STENT SYSTEM | 전규격 | 1EA | - | ABBOTT VASCULAR | COCR ALLOY+약물(EVEROLIMUS) | 보스톤사이언티픽코리아
J5083401 | 2020-10-01 | PROMUS PREMIER STENT SYSTEM | 전규격 | 1EA | - | BOSTON SCIENTIFIC CORPORATION | 약물(EVEROLIMUS) +PTCR ALLOY | 보스톤사이언티픽코리아
J5101001 | 2013-01-01 | BILIARY / RENAL STONE BASKET | 전규격 | 1EA | - | MEDI-TECH | - | 보스톤사이언티픽코리아
J5101002 | 2016-11-01 | BILIARY STONE REMOVAL BEAN-SMITH-MAHORNER | 전규격 | 1EA | - | COOK | STAINLESS STEEL | 쿡메디칼코리아
J5101098 | 2016-03-01 | ROTATABLE PERCUTANEOUS S/S BILIARY LITHOTRIPTORS | 전규격 | 1EA | - | SCANDIMED INTERNATIONAL A.S | STAINLESS STEEL | 중외메디칼서울지점
J5102002 | 2020-04-01 | STONE BASKET | 전규격 | 1EA | - | COOK | NITINOL | 쿡메디칼코리아
J5102098 | 2016-03-01 | NON-ROTATABLE PERCUTANEOUS NITINOL BILIARY LITHOTRIPTORS | 전규격 | 1EA | - | SCANDIMED INTERNATIONAL A.S | NITINOL | 중외메디칼서울지점
J5103008 | 2016-05-01 | ADDITIONAL BASKET FOR LITHOTRIPTOR | 전규격 | 1EA | - | MTW | POLYETHYLENE & STAINLESS STEEL | 지인씨앤티
J5111002 | 2015-07-01 | STONE EXTRACTOR | 전규격 | 1EA | - | COOK UROLOGICAL | STAINLESS STEEL | 쿡메디칼코리아
J5111059 | 2018-05-01 | MARFLOW NITIFLEX STONE BASKET | 전규격 | 1EA | - | MARFLOW AG | NITINOL | 아성양행
J5111166 | 2013-03-01 | SURLOK HELICAL STONE BASKETS | 전규격 | 1EA | - | ACMI CORPORATION | STAINLESS STEEL | 아시안상사
J5111266 | 2013-03-01 | SURLOK FLAT-WIRE STONE BASKETS | 전규격 | 1EA | - | ACMI CORPORATION | STAINLESS STEEL | 아시안상사
J5111366 | 2013-03-01 | SURLOK STONE GRASPING FORCEPS | 전규격 | 1EA | - | ACMI CORPORATION | STAINLESS STEEL | 아시안상사
J5111879 | 2015-07-01 | INDOVASIVE STONE BASKET NITINOL | 전규격 | 1EA | - | BIORAD MEDISYS PVT LTD | NITI+TEFLON | 파마트로닉
J5121001 | 2013-01-01 | MONOLITH SINGLE PIECE MECHANICAL LITHOTRIPTER | 전규격 | 1EA | - | BOSTON SCIENTIFIC CORPORATION | STAINLESS STEEL | 보스톤사이언티픽코리아
J5121005 | 2013-03-01 | STONE EXTRACTOR BASKET | 전규격 | 1EA | - | GIP | S-S&GOLD COATING | 아시안상사
J5121008 | 2009-12-01 | WIRE STONE EXTRACTOR | 전규격 | 1EA | - | BALLARD | STAINLESS STEEL | 지인씨앤티
J5121015 | 2013-03-01 | LITHOTRIPSY BASKET | 전규격 | 1EA | - | GIP | S-S&GOLD COATING | 아시안상사
J5121098 | 2016-03-01 | EXTRACTOR BASKET | 전규격 | 1EA | - | SCANDIMED INTERNATIONAL A.S | SUS304 | 중외메디칼서울지점
J5121099 | 2018-09-01 | STONE BASKET | 전규격 | 1EA | - | ALTON MEDICAL INSTRUMENTS CO.,LTD | STAINLESS STEEL | 멘피스코리아
J5121101 | 2016-05-01 | FLOWER BASKET V RETRIEVAL BASKET | 전규격 | 1EA | - | OLYMPUS MEDICAL SYSTEMS CORPORATION | STAINLESS STEEL | 올림푸스한국
J5121102 | 2018-08-01 | COOK MINI BASKET | 전규격 | 1EA | - | WILSON COOK MEDICAL, INC | STAINLESS STEEL 등 | 쿡메디칼코리아
J5121198 | 2016-03-01 | ROTATABLE BILIARY LITHOTRIPTORS(S/S) | 전규격 | 1EA | - | SCANDIMED INTERNATIONAL A.S | STAINLESS STEEL | 중외메디칼서울지점
J5121201 | 2016-05-01 | TETRA CATCH V RETRIEVAL BASKET | 전규격 | 1EA | - | OLYMPUS MEDICAL SYSTEMS CORPORATION | STAINLESS STEEL | 올림푸스한국
J5121202 | 2018-03-01 | FUSION EXTRACTION BASKET | 전규격 | 1EA | - | WILSON COOK MEDICAL-COOK MEDICAL INC | POLYTETRAFLUOROETHYLENE+STAINLESS STEEL등 | 쿡메디칼코리아
J5121298 | 2016-03-01 | NON-ROTATABLE BILIARY LITHOTRIPTORS(S/S) | 전규격 | 1EA | - | SCANDIMED INTERNATIONAL A.S | STAINLESS STEEL | 중외메디칼서울지점
J5121398 | 2016-03-01 | ROTATABLE BILIARY EXTRACTOR BASKET(S/S) | 전규격 | 1EA | - | SCANDIMED INTERNATIONAL A.S | STAINLESS STEEL | 중외메디칼서울지점
J5121498 | 2016-03-01 | NON-ROTATABLE BILIARY EXTRACTOR BASKET(S/S) | 전규격 | 1EA | - | SCANDIMED INTERNATIONAL A.S | STAINLESS STEEL | 중외메디칼서울지점
J5122008 | 2016-04-01 | NITINOL BASKET | 전규격 | 1EA | - | WILSON INSTRUMENTS (SHA) CO., LTD. | NITINOL | 지인씨앤티
J5122098 | 2016-03-01 | EXTRACTOR BASKET | 전규격 | 1EA | - | SCANDIMED INTERNATIONAL A.S | NI-TI합금 | 중외메디칼서울지점
J5122198 | 2016-03-01 | NON- ROTATABLE BILIARY LITHOTRIPTORS(NI) | 전규격 | 1EA | - | SCANDIMED INTERNATIONAL A.S | NITINOL | 중외메디칼서울지점
J5122298 | 2016-03-01 | ROTATABLE BILIARY EXTRACTOR BASKET(NI) | 전규격 | 1EA | - | SCANDIMED INTERNATIONAL A.S | NITINOL | 중외메디칼서울지점
J5122398 | 2016-03-01 | NON- ROTATABLE BILIARY EXTRACTOR BASKET(NI) | 전규격 | 1EA | - | SCANDIMED INTERNATIONAL A.S | NITINOL | 중외메디칼서울지점
J5132059 | 2018-05-01 | MARFLOW TITANIUM STONE BASKET | 전규격 | 1EA | - | MARFLOW AG | TITANIUM | 아성양행
J5132066 | 2013-03-01 | SUR-CATCH NT STONE BASKET | 전규격 | 1EA | - | ACMI CORP. | NITINOL | 아시안상사
J5140098 | 2016-03-01 | ROTATABLE PANCREATIC EXTRACTOR BASKET(S/S) | 전규격 | 1EA | - | SCANDIMED INTERNATIONAL A.S | STAINLESS STEEL | 중외메디칼서울지점
J5140198 | 2016-03-01 | NON-ROTATABLE PANCREATIC EXTRACTOR BASKET(S/S) | 전규격 | 1EA | - | SCANDIMED INTERNATIONAL A.S | STAINLESS STEEL | 중외메디칼서울지점
J5140298 | 2016-03-01 | ROTATABLE PANCREATIC LITHOTRIPTOR(S/S) | 전규격 | 1EA | - | SCANDIMED INTERNATIONAL A.S | STAINLESS STEEL | 중외메디칼서울지점
J5140398 | 2016-03-01 | NON-ROTATABLE PANCREATIC LITHOTRIPTOR(S/S) | 전규격 | 1EA | - | SCANDIMED INTERNATIONAL A.S | STAINLESS STEEL | 중외메디칼서울지점
J5160098 | 2016-03-01 | ROTATABLE NITINOL PANCREATIC LITHOTRIPTORS | 전규격 | 1EA | - | SCANDIMED INTERNATIONAL A.S | NITINOL | 중외메디칼서울지점
J5201012 | 2017-04-01 | ENDOURETEROTOMY STENT | 전규격 | 1EA | - | COOK INCORPORATED | RADIOPAQUE SILICONE OR POLYURETHANE | 쿡메디칼코리아
J5201015 | 2016-04-01 | LUBRI - STENT | 전규격 | 1EA | - | BARD UROLOGICAL | LUBRICOATED POLYURETHANE | 바드코리아
J5201021 | 2013-01-01 | CONTOUR CLOSED END URETERAL STENT | 전규격 | 1EA | - | BOSTON SCIENTIFIC CORPORATION | EVA/BISMUTH SUBCARBONATE | 보스톤사이언티픽코리아
J5201044 | 2013-08-01 | DOUBLE LOOP URETERAL STENT | 전규격 | 1EA | - | PROGES | BIOSOFT | 에이취브라더스
J5201059 | 2018-05-01 | APPLIED VERTEX STENT | 전규격 | 1EA | - | APPLIED MEDICAL RESOURCES | SEBS | 아성양행
J5201061 | 2013-01-01 | CYSTO FLEX STENT | 전규격 | 1EA | - | BOSTON SCIENTIFIC CORPORATION | EVA/BISMUTH SUBCARBONATE | 보스톤사이언티픽코리아
J5201066 | 2013-03-01 | CLASSIC URETERAL STENTS | 전규격 | 1EA | - | ACMI CORPORATION | DOW CORNING SILASTIC | 아시안상사
J5201071 | 2013-01-01 | J-MAXX URETERAL STENT | 전규격 | 1EA | - | BOSTON SCIENTIFIC CORPORATION | EVA/BISMUTH SUBCARBONATE | 보스톤사이언티픽코리아
J5201081 | 2013-01-01 | SPEEDLOCK SOFT URETERAL STENT | 전규격 | 1EA | - | BOSTON SCIENTIFIC CORPORATION | EVA/BISMUTH SUBCARBONATE | 보스톤사이언티픽코리아
J5201091 | 2013-01-01 | FADER TIP STENT | 전규격 | 1EA | - | BOSTON SCIENTIFIC CORPORATION | EVA/BISMUTH SUBCARBONATE | 보스톤사이언티픽코리아
J5201102 | 2014-09-01 | END POINT SILICONE DOUBLE PIGTAIL STENT | 전규격 | 1EA | - | COOK UROLOGICAL | RADIOPAQUE SILICONE OR POLYURETHANE | 쿡메디칼코리아
J5201111 | 2013-01-01 | BEAMER INJECTION STENT | 전규격 | 1EA | - | BOSTON SCIENTIFIC CORPORATION | EVA/BISMUTH SUBCARBONATE | 보스톤사이언티픽코리아
J5201121 | 2013-01-01 | CARSON INTERNAL/EXTERNAL STENT | 전규격 | 1EA | - | BOSTON SCIENTIFIC CORPORATION | EVA/BISMUTH SUBCARBONATE | 보스톤사이언티픽코리아
J5201131 | 2013-01-01 | UN+E1013RINARY DIVERSION STENT | 전규격 | 1EA | - | BOSTON SCIENTIFIC CORPORATION | EVA/BISMUTH SUBCARBONATE | 보스톤사이언티픽코리아
J5201159 | 2018-05-01 | APPLIED 7-10 ENDOPYELOTOMY STENT | 전규격 | 1EA | - | APPLIED MEDICAL RESOURCES | SEBS | 아성양행
J5201166 | 2013-03-01 | DOUBLE-J CLOSED TIP URETERAL STENTS | 전규격 | 1EA | - | ACMI CORPORATION | DOW CORNING SILASTIC | 아시안상사
J5201266 | 2013-03-01 | CLASSIC DOUBLE PIGTAIL URETERAL STENT | 전규격 | 1EA | - | ACMI CORPORATION | POLYURETHANE + POLY-VINYLPYRROLIDONE | 아시안상사
J5201402 | 2017-04-01 | URETERAL DOUBLE PIGTAIL STENT | 전규격 | 1EA | - | COOK INCORPORATED | RADIOPAQUE SILICONE OR POLYURETHANE | 쿡메디칼코리아
J5201502 | 2014-09-01 | URETERAL MULTI-LENGTH STENT | 전규격 | 1EA | - | COOK UROLOGICAL | RADIOPAQUE SILICONE OR POLYURETHANE | 쿡메디칼코리아
J5201999 | 2001-10-01 | URETERAL STENT | 전규격 | 1EA | - | 전업체 |  | 전업체
J5202002 | 2016-01-01 | BILIARY STENT, COTTON-HUIBREGTSE | 전규격 | 1EA | - | COOK IRELAND LIMITED | RADIOPAQUE POLYETHYLENE | 쿡메디칼코리아
J5202005 | 2013-03-01 | STENT TRANSPAPILLARY ENDOPROSTHESIS | 전규격 | 1EA | - | GIP | POLYETHYLENE | 아시안상사
J5202008 | 2009-12-01 | STENT BILIARY | 전규격 | 1EA | - | BALLARD | TEFLON | 지인씨앤티
J5202011 | 2020-01-01 | FLEXIMA BILIARY STENT SYSTEM | 전규격 | 1EA | - | BOSTON SCIENTIFIC CORPORATION | TECOFLEX | 보스톤사이언티픽코리아
J5202012 | 2016-01-01 | BILIARY STENT, COTTON-LEUNG | 전규격 | 1EA | - | COOK IRELAND LIMITED | RADIOPAQUE POLYETHYLENE | 쿡메디칼코리아
J5202015 | 2013-03-01 | STENT TRANSPAPILLARY DOUBLE PIGTAIL | 전규격 | 1EA | - | GIP | POLYETHYLENE | 아시안상사
J5202018 | 2009-12-01 | UNI -TRAC STENT | 전규격 | 1EA | - | BALLARD | TEFLON | 지인씨앤티
J5202022 | 2016-01-01 | ZIMMON BILIARY STENT | 전규격 | 1EA | - | COOK IRELAND LIMITED | RADIOPAQUE POLYETHYLENE | 쿡메디칼코리아
J5202082 | 2020-04-01 | COTTON-HUIBREGTSE BILIARY STENT | 전규격 | 1EA | - | COOK IRELAND LIMITED | RADIOPAQUE POLYETHYLENE | 쿡메디칼코리아
J5202098 | 2016-03-01 | BILIARY STENT | 전규격 | 1EA | - | SCANDIMED INTERNATIONAL A.S | PE 80%, 황산바륨 20% | 중외메디칼서울지점
J5202182 | 2020-04-01 | COTTON-HUIBREGTSE BILIARY STENT | 전규격 | 1EA | - | COOK IRELAND LIMITED | POLYETHYLENE | 쿡메디칼코리아
J5202198 | 2016-03-01 | BILIARY STENT | 전규격 | 1EA | - | SCANDIMED INTERNATIONAL A.S | FEP 89%, 황산바륨11% | 중외메디칼서울지점
J5203002 | 2016-04-01 | ST-2 SOEHENDRA TANNENBAUM BILIARY STENT | 전규격 | 1EA | - | COOK IRELAND LIMITED | TEFLON | 쿡메디칼코리아
J5203182 | 2020-04-01 | SOLUS BILIARY STENT | 전규격 | 1EA | - | COOK IRELAND LIMITED | POLYURETHANE | 쿡메디칼코리아
J5204004 | 2016-04-01 | HANARO TIPS STENT | 전규격 | 1EA | - | M.I.TECH | STAINLESS STEEL | 엠아이텍
J5204019 | 2020-08-01 | NITI-S TIPS STENT | 전규격 | 1EA | - | TAEWOONG | NITINOL | 태웅메디칼
J5205098 | 2016-03-01 | PANCREATIC STENT | 전규격 | 1EA | - | SCANDIMED INTERNATIONAL A.S | PE 80%, 황산바륨 20% | 중외메디칼서울지점
J5205198 | 2016-03-01 | PANCREATIC STENT | 전규격 | 1EA | - | SCANDIMED INTERNATIONAL A.S | FEP 89%, 황산바륨 11% | 중외메디칼서울지점
J5211004 | 2014-07-01 | HANARO BILIARY SPIRAL STENT | 전규격 | 1EA | - | M.I.TECH | STAINLESS STEEL | 엠아이텍
J5212001 | 2016-05-01 | BILIARY STENT ULTRAFLEX DIAMOND | 전규격 | 1EA | - | BOSTON SCIENTIFIC IRELAND, LTD | NITINOL | 보스톤사이언티픽코리아
J5212002 | 2014-09-01 | BILIARY ZA-STENT | 전규격 | 1EA | - | WILLIAM COOK | NITINOL+GOLD MARKER | 쿡메디칼코리아
J5212006 | 2016-05-01 | AURORA SELF-EXPANDING BILIARY STENT SYSTEM | 전규격 | 1EA | - | MEDTRONIC INC | NITINOL+GOLD MARKER | 메드트로닉코리아
J5212023 | 2019-06-01 | BONASTENT FOR BILIARY | 전규격 | 1EA | - | SEWOON MEDICAL | NITINOL등 | 세운메디칼
J5212040 | 2016-02-01 | RX HERCULINK PLUS BILIARY STENT SYSTEM | 전규격 | 1EA | - | ABBOTT VASCULAR | STAINLESS STEEL | 한국애보트
J5212082 | 2018-08-01 | FUSION ZILVER BILIARY STENT | 전규격 | 1EA | - | WILSON COOK MEDICAL | NITINOL+GOLD MARKER | 쿡메디칼코리아
J5212102 | 2017-01-01 | ZILVER BILIARY STENT | 전규격 | 1EA | - | COOK INCORPORATED | NITINOL+TITANIUM+24-CARAT GOLD | 쿡메디칼코리아
J5212103 | 2013-06-01 | JOSTENT SELFX(ENDOSCOPE) | 전규격 | 1EA | - | ABBOTT LABORATORIES VASCULAR ENTERPRISES LIMITED | NITINOL | 카믹메드
J5221004 | 2014-07-01 | ESOPHAGEAL ENDOPROSTHESIS SONG | 전규격 | 1EA | - | M.I.TECH | STAINLESS STEEL WIRE WITH NYLON AND SILICONE | 엠아이텍
J5222001 | 2016-04-01 | ULTRAFLEX ESOPHAGEAL STENT | 전규격 | 1EA | - | BOSTON SCIENTIFIC IRELAND, LTD | NITINOL | 보스톤사이언티픽코리아
J5222023 | 2019-06-01 | BONASTENT FOR ESOPHAGEAL | 전규격 | 1EA | - | SEWOON MEDICAL | NITINOL등 | 세운메디칼
J5224023 | 2019-06-01 | BONASTENT FOR COLO-RECTAL | 전규격 | 1EA | - | SEWOON MEDICAL | NITINOL등 | 세운메디칼
J5231001 | 2013-01-01 | NIR STENT PREMOUNTED | 전규격 | 1EA | - | SCIMED | STAINLESS STEEL/PEBAX | 보스톤사이언티픽코리아
J5231003 | 2013-06-01 | JOSTENT SUPREME SYSTEM | 전규격 | 1EA | - | ABBOTT VASCULAR INSTRUMENTS DEUTSCHLAND GMBH | STAINLESS STEEL | 카믹메드
J5231006 | 2016-05-01 | CORONARY STENT | S660D S670 S670D | 1EA | - | MEDTRONIC | STAINLESS STEEL | 메드트로닉코리아
J5231007 | 2016-05-01 | COROFLEX CORONARY STENT | 전규격 | 1EA | - | B.BRAUN | STAINLESS STEEL | 비브라운코리아
J5231010 | 2012-10-01 | PURA-VARIO STENT | 전규격 | 1EA | - | DEVON | STAINLESS STEEL | 현대약품공업
J5231011 | 2013-01-01 | NIR ELITE | 전규격 | 1EA | - | SCIMED | STAINLESS STEEL/ PEBAX | 보스톤사이언티픽코리아
J5231013 | 2012-11-01 | CROSSFLEX STENT | 전규격 | 1EA | - | CORDIS | STAINLESS STEEL | 한국존슨앤드존슨메디칼
J5231016 | 2016-05-01 | BESTENT 2 CORONARY STENT | 전규격 | 1EA | - | MEDTRONIC | STAINLESS STEEL | 메드트로닉코리아
J5231021 | 2009-02-01 | NIROYAL ADVANCE | 전규격 | 1EA | - | SCIMED | STAINLESS STEEL/PEBAX | 보스톤사이언티픽코리아
J5231025 | 2011-02-01 | ACS MULTI-LINK RX TRISTAR CORONARY STENT | 전규격 | 1EA | - | ACS | STAINLESS STEEL | 동아제약(의)
J5231029 | 2016-03-01 | TERUMO STENT | 전규격 | 1EA | - | TERUMO | STAINLESS STEEL | 한국테루모
J5231031 | 2013-01-01 | NIROYAL ELITE | 전규격 | 1EA | - | SCIMED | STAINLESS STEEL/PEBAX/GOLD | 보스톤사이언티픽코리아
J5231041 | 2013-01-01 | RADIUS | 전규격 | 1EA | - | SCIMED | NITINOL/POLYAMIDE | 보스톤사이언티픽코리아
J5231042 | 2012-10-01 | MAC STENT | 전규격 | 1EA | - | AMG GMBH | STAINLESS STEEL | 에이엠지코리아
J5231046 | 2016-04-01 | BLACKHAWK RS CORONARY STENT | 전규격 | 1EA | - | CARDIOTEC | STAINLESS STEEL | 카디오텍
J5231047 | 2016-03-01 | R-STENT CORONARY STENT | 전규격 | 1EA | - | ORBUS INTERNATIONAL B.V | STAINLESS STEEL | 두성바이오메드
J5231048 | 2011-10-01 | DURAFLEX CORONARY STENT SYSTEM | 전규격 | 1EA | - | AVANTEC VASCULAR(UK) LIMITED | STAINLESS STEEL | 굿맨코리아
J5231051 | 2009-02-01 | MAGIC WALL STENT | 전규격 | 1EA | - | SCHNEIDER | COBALT-CHROMIUM-NICKEL-MO.LYBEIENUM-IRON | 보스톤사이언티픽코리아
J5231061 | 2020-09-01 | EXPRESS MONORAIL CORONARY STENT SYSTEM | 전규격 | 1EA | - | BOSTON SCIENTIFIC IRELAND | STAINLESS STEEL | 보스톤사이언티픽코리아
J5231071 | 2020-09-01 | LIBERTE MONORAIL CORONARY STENT SYSTEM | 전규격 | 1EA | - | BOSTON SCIENTIFIC IRELAND LTD | STAINLESS STEEL 등 | 보스톤사이언티픽코리아
J5231080 | 2012-11-01 | SPIRAL FORCE PREMIER CORONARY STENT | 전규격 | 1EA | - | LEVENTON S.A. | STAINLESS STEEL | 웨펜메디칼아이엘
J5231081 | 2020-09-01 | OMEGA CORONARY STENT | 전규격 | 1EA | - | BOSTON SCIENTIFIC CORPORATION | Pt-Cr ALLOY | 보스톤사이언티픽코리아
J5231094 | 2013-05-01 | LEKTON MOTION | 전규격 | 1EA | - | BIOTRONIK SE&CO.KG | 316L STAINLESS STEEL + GOLD MARKER + PROBIO COATING | 바이오트로닉코리아
J5231103 | 2018-05-01 | JOSTENT FLEXMASTER | 전규격 | 1EA | - | ABBOTT VASCULAR INSTRUMENTS DEUTSCHLAND GMBH | STAINLESS STEEL, SILICONE, HYDROPHILIC COATING | 제이엔에이치
J5231106 | 2015-09-01 | S7 CORONARY STENT | 전규격 | 1EA | - | AVE IRELAND | STAINLESS STEEL | 메드트로닉코리아
J5231113 | 2012-11-01 | BX VELOCITY STENT | 전규격 | 1EA | - | CORDIS | STAINLESS STEEL | 한국존슨앤드존슨메디칼
J5231125 | 2011-02-01 | MULTI-LINK RX TETRA CORONARY STENT | 전규격 | 1EA | - | ACS | STAINLESS STEEL | 동아제약(의)
J5231129 | 2016-03-01 | TSUNAMI | 전규격 | 1EA | - | TERUMO | STAINLESS STEEL | 한국테루모
J5231142 | 2014-08-01 | ARTHOS STENT | 전규격 | 1EA | - | AMG GMBH | STAINLESS STEEL | 에이엠지코리아
J5231165 | 2015-10-01 | HUMED CORE STENT | 전규격 | 1EA | - | HUMED | STAINLESS STEEL | 휴메드
J5231206 | 2015-09-01 | DRIVER RAPID EXCHANGE CORONARY STENT DELIVERY SYSTEM | 전규격 | 1EA | - | MEDTRONIC IRELAND | COBALT-NICKEL- CHROMIUM-MO. ALLOY | 메드트로닉코리아
J5231213 | 2012-11-01 | MINI-CROWN STENT | 전규격 | 1EA | - | CORDIS | STAINLESS STEEL | 한국존슨앤드존슨메디칼
J5231225 | 2011-02-01 | ACS MULTI-LINK RX TDUET CORONARY STENT | 전규격 | 1EA | - | ACS | STAINLESS STEEL | 동아제약(의)
J5231229 | 2016-03-01 | TSUNAMI GOLD | 전규격 | 1EA | - | TERUMO | STAINLESS STEEL (GOLD MARKER) | 한국테루모
J5231325 | 2011-02-01 | ACS MULTI-LINK RX PENTA CORONARY STENT | 전규격 | 1EA | - | ACS | STAINLESS STEEL | 동아제약(의)
J5231425 | 2011-02-01 | MULTI-LINK PIXEL CORONARY STENT | 전규격 | 1EA | - | GUIDANT CORPORATION ADVANCED CARDIOVASCULAR SYSTEMS | STAINLESS STEEL/PEBAX | 동아제약(의)
J5231525 | 2018-11-01 | MULTI-LINK ZETA CORONARY STENT SYSTEM | 전규격 | 1EA | - | ABBOTT VASCULAR | STAINLESS STEEL | 한국애보트
J5231999 | 2001-10-01 | CORONARY STENT (PREMOUNTED,SELF EXPANDABLE TYPE) | 전규격 | 1EA | - | 전업체 |  | 전업체
J5232001 | 2009-02-01 | NIR STENT BARE | 전규격 | 1EA | - | SCIMED | STAINLESS STEEL | 보스톤사이언티픽코리아
J5232003 | 2013-06-01 | JOSTENT FLEX (BARE) | 전규격 | 1EA | - | ABBOTT VASCULAR INSTRUMENTS DEUTSCHLAND GMBH | STAINLESS STEEL | 카믹메드
J5232021 | 2009-02-01 | NIROYAL STENT BARE | 전규격 | 1EA | - | SCIMED | STAINLESS STEEL/GOLD | 보스톤사이언티픽코리아
J5232042 | 2014-08-01 | MAC STENT | 전규격 | 1EA | - | AMG GMBH | STAINLESS STEEL | 에이엠지코리아
J5232045 | 2008-04-01 | BIODIVYSIO PC COATED CORONARY STENT(BARE) | 전규격 | 1EA | - | BIOCOMPATIBLES | PHOSPHORYLCHOLINE +STAINLESS STEEL | 한국애보트
J5232103 | 2013-06-01 | JOSTENT BIFURCATION (BARE) | 전규격 | 1EA | - | ABBOTT VASCULAR INSTRUMENTS DEUTSCHLAND GMBH | STAINLESS STEEL | 카믹메드
J5232203 | 2013-06-01 | JOSTENT SIDEBRANCH (BARE) | 전규격 | 1EA | - | ABBOTT VASCULAR INSTRUMENTS DEUTSCHLAND GMBH | STAINLESS STEEL | 카믹메드
J5232999 | 2001-10-01 | CORONARY STENT (BARE TYPE) | 전규격 | 1EA | - | 전업체 |  | 전업체
J5233001 | 2013-01-01 | SYMPHONY STENT | 전규격 | 1EA | - | MEDITECH | NITINOL/NYLON | 보스톤사이언티픽코리아
J5233002 | 2014-09-01 | ZA-STENT | 전규격 | 1EA | - | WILLIAM COOK | NITINOL, GOLD MARKER | 쿡메디칼코리아
J5233003 | 2013-06-01 | JOSTENT SELFX | 전규격 | 1EA | - | ABBOTT VASCULAR INSTRUMENTS DEUTSCHLAND GMBH | NITINOL | 카믹메드
J5233004 | 2016-04-01 | HANARO PTA SPIRAL STENT | 전규격 | 1EA | - | M.I.TECH | STAINLESS STEEL | 엠아이텍
J5233006 | 2016-05-01 | EXPONENT RX SELF EXPANDABLE STENT SYSTEM | 전규격 | 1EA | - | MEDTRONIC IRELAND | NICKEL등 | 메드트로닉코리아
J5233011 | 2013-01-01 | EASY WALL STENT | 전규격 | 1EA | - | SCHNEIDER | COBALT-CHROMIUM- NICKEL-MO. LYBEIENUM-IRON | 보스톤사이언티픽코리아
J5233012 | 2018-01-01 | ZILVER VASCULAR STENT | 전규격 | 1EA | - | WILLIAM COOK EUROPE APS | NITINOL,GOLD MARKER | 쿡메디칼코리아
J5233013 | 2012-11-01 | PALMAZ (SCHATZ) STENT | 전규격 | 1EA | - | CORDIS | STAINLESS STEEL | 한국존슨앤드존슨메디칼
J5233022 | 2017-04-01 | ZILVER VASULAR STENT WITH RAPID EXCHANGE DELIVERY SYSTEM | 전규격 | 1EA | - | WILLIAM COOK EUROPE APS | NITINOL,GOLD MARKER | 쿡메디칼코리아
J5233103 | 2013-06-01 | JOSTENT RENAL | 전규격 | 1EA | - | ABBOTT VASCULAR INSTRUMENTS DEUTSCHLAND GMBH | STAINLESS STEEL | 카믹메드
J5233113 | 2012-11-01 | CORINTHIAN (IQ) STENT | 전규격 | 1EA | - | CORDIS | STAINLESS STEEL | 한국존슨앤드존슨메디칼
J5233140 | 2018-07-01 | XPERT STENT SYSTEM | 전규격 | 1EA | - | ABBOTT LABORATORIES VASCULAR ENTERPRISES LTD | NITINOL | 한국애보트
J5233506 | 2019-02-01 | SCUBA PERIPHERAL STENT SYSTEM | 전규격 | 1EA | - | 이탈리아/INVATEC S.P.A | CHROMIUM-COBALT ALLOY 등 | 메드트로닉코리아
J5233706 | 2016-05-01 | MARIS PLUS SELF EXPANDABLE STENT | 전규격 | 1EA | - | MEDTRONIC INC | NITINOL 등 | 메드트로닉코리아
J5233999 | 2001-10-01 | PTA STENT(PREMOUNTED, SELF EXPANDABLE TYPE) | 전규격 | 1EA | - | 전업체 |  | 전업체
J5234003 | 2016-02-01 | JOSTENT PERIPHERAL (BARE) | 전규격 | 1EA | - | ABBOTT VASCULAR INSTRUMENTS DEUTSCHLAND GMBH | STAINLESS STEEL | 한국애보트
J5234013 | 2012-11-01 | PALMAZ (SCHATZ) STENT | 전규격 | 1EA | - | CORDIS | STAINLESS STEEL | 한국존슨앤드존슨메디칼
J5234999 | 2001-10-01 | PTA STENT (BARE TYPE) | 전규격 | 1EA | - | 전업체 |  | 전업체
J5236001 | 2006-09-01 | NEUROFORM MICRODELIVERY STENT SYSTEM | 전규격 | 1EA | - | BOSTON SCIENTIFIC SMART | NITINOL | 보스톤사이언티픽코리아
J5236011 | 2009-02-01 | NEUROFORM 2 MICRODELIVERY STENT SYSTEM | 전규격 | 1EA | - | BOSTON SCIENTIFIC SMART | NITINOL | 보스톤사이언티픽코리아
J5238002 | 2018-06-01 | ZILVER PTX DRUG ELUTING PERIPHERAL STENT | 전규격 | 1EA | - | COOK IRELAND LIMITED | NITINOL, GOLD, PACLITAXEL 등 | 쿡메디칼코리아
J5401002 | 2016-12-01 | DILATOR RENAL | 전규격 | 1EA | - | COOK UROLOGICAL | RADIOPAQUEPOLYVINYL CHLORIDE | 쿡메디칼코리아
J5401053 | 2007-07-01 | RENAL VESSEL DILATOR | 전규격 | 1EA | - | MEDICAL COMPONENTS | LDPE+POLYPROPYLENE | 혜림메디케어
J5501002 | 2014-09-01 | ZENITH AAA EVG BIFURCATED BODY | 전규격 | 1EA | - | WILLIAM A COOK AUSTRALIA PTY LTD | STENT - NITINOL GRAFT - POLYESTER (RADIOMARKER ;GOLD) | 쿡메디칼코리아
J5501097 | 2016-05-01 | EXCLUDER TRUNK-IPSILATERAL LEG | 전규격 | 1EA | - | W.L.GORE & ASSOCIATES, INC. | STENT - NITINOL GRAFT - EPTFE(RADIOMARKER ;GOLD) | 고어코리아
J5502002 | 2014-09-01 | ZENITH AAA GRAFT TRI FAB LEG EXTENSION | 전규격 | 1EA | - | WILLIAM A COOK AUSTRALIA PTY LTD | STENT - NITINOL GRAFT - POLYESTER (RADIOMARKER ;GOLD) | 쿡메디칼코리아
J5502097 | 2016-05-01 | EXCLUDER CONTRALATERAL LEG | 전규격 | 1EA | - | W.L.GORE & ASSOCIATES, INC. | STENT - NITINOL GRAFT - EPTFE (RADIOMARKER ;GOLD) | 고어코리아
J5503002 | 2014-09-01 | ENDOSTENT BODY EXTENSION | 전규격 | 1EA | - | WILLIAM A COOK AUSTRALIA PTY LTD | STENT - NITINOL GRAFT - POLYESTER (RADIOMARKER ;GOLD) | 쿡메디칼코리아
J5503097 | 2016-05-01 | EXCLUDER AORTIC EXTENDER | 전규격 | 1EA | - | W.L.GORE & ASSOCIATES, INC. | STENT - NITINOL GRAFT - EPTFE (RADIOMARKER ;GOLD) | 고어코리아
J5504002 | 2014-09-01 | ENDOSTENT CONVERTER | 전규격 | 1EA | - | WILLIAM A COOK AUSTRALIA PTY LTD | STENT - NITINOL GRAFT - POLYESTER (RADIOMARKER ;GOLD) | 쿡메디칼코리아
J5504097 | 2016-05-01 | EXCLUDER ILIAC EXTENDER | 전규격 | 1EA | - | W.L.GORE & ASSOCIATES, INC. | STENT - NITINOL GRAFT - EPTFE (RADIOMARKER ;GOLD) | 고어코리아
J5505003 | 2016-02-01 | JOSTENT PHERIPERAL STENT GRAFT | 전규격 | 1EA | - | ABBOTT VASCULAR INSTRUMENTS DEUTSCHLAND GMBH | STENT:STAINLESS STEEL GRAFT:PTFE | 한국애보트
J5505072 | 2014-07-01 | ADVANTA V12 COVERED STENT WITH BALLOON CATHETER | 전규격 | 1EA | - | ATRIUM MEDICAL CORPORATION | STENT:STAINLESS STEEL GRAFT:PTFE | 파브메드
J5506080 | 2012-11-01 | RELAY THORACIC STENT GRAFT | 전규격 | 1EA | - | BOLTON MEDICAL ESPANA S.L.U | STENT - NITINOL GRAFT - POLYESTER | 웨펜메디칼아이엘
J5601003 | 2015-09-01 | JOSTENT CORONARY STENT GRAFT | 전규격 | 1EA | - | ABBOTT VASCULAR INSTRUMENTS DEUTSCHLAND GMBH | STENT:STAINLESS STEEL GRAFT:PTFE | 제이엔에이치
J5602003 | 2016-04-01 | JOSTENT CORONARY STENT GRAFT SUPREME SYSTEM | 전규격 | 1EA | - | ABBOTT VASCULAR INSTRUMENTS DEUTSCHLAND GMBH | STENT:STAINLESS STEEL GRAFT:PTFE | 제이엔에이치
J5603003 | 2018-09-01 | JOSTENT GRAFTMASTER | 전규격 | 1EA | - | ABBOTT VASCULAR INSTRUMENTS DEUTSCHLAND GMBH | STENT:STAINLESS STEEL GRAFT:PTFE | 제이엔에이치
J6001001 | 2013-01-01 | STARTER | 200CM미만 | 1EA | - | MEDITECH | STAINLESS STEEL /POLYTETRAFLUOROETHYLENE | 보스톤사이언티픽코리아
J6001007 | 2016-05-01 | GUIDE WIRE | 전규격 | 1EA | - | B.BRAUN | STAINLESS STEEL+PTFE COATING | 비브라운코리아
J6001010 | 2016-03-01 | ANGIO GUIDE WIRE | 200CM미만 | 1EA | - | ANGIOMED | STAINLESS STEEL | 현대약품(의)
J6001011 | 2013-01-01 | KAYAK GUIDE WIRE | 200CM미만 | 1EA | - | BOSTON SCIENTIFIC | NITINOL | 보스톤사이언티픽코리아
J6001065 | 2015-10-01 | MEDIQUAL ANGIOGRAPHIC GUIDE WIRE | 200CM미만 | 1EA | - | ASAHI INTECC CO., LTD | STAINLESS STEEL / POLYTETRAFLUOROETHYLENE | 휴메드
J6001082 | 2010-11-01 | APPROACH PRO LT WIRE GUIDE | 200CM미만 | 1EA | - | COOK INCORPORATED | NITINOL,PTFE | 쿡메디칼코리아
J6001165 | 2015-10-01 | UNIQUAL ANGIOGRAPHIC GUIDE WIRE | 200CM미만 | 1EA | - | ASAHI INTECC CO.,LTD | NI-TI ALLOY,HYDROPHILIC COATING | 휴메드
J6001302 | 2017-11-01 | HIWIRE HYDROPHILIC WIRE GUIDE | 200CM미만 | 1EA | - | COOK INCORPORATED | NICKEL, TITANIUM 등 | 쿡메디칼코리아
J6001999 | 2001-10-01 | GUIDE WIRE FOR ANGIOGRAPHY | 전규격 | 1EA | - | 전업체 |  | 전업체
J6002001 | 2013-01-01 | STARTER GUIDE WIRE | 200CM이상 | 1EA | - | MEDITECH | STAINLESS STEEL / POLYTETRAFLUOROETHYLENE | 보스톤사이언티픽코리아
J6002065 | 2015-10-01 | MEDIQUAL ANGIOGRAPHIC GUIDE WIRE | 200CM이상 | 1EA | - | ASAHI INTECC CO., LTD | STAINLESS STEEL / POLYTETRAFLUOROETHYLENE | 휴메드
J6002082 | 2010-11-01 | APPROACH PRO LT WIRE GUIDE | 200CM이상 | 1EA | - | COOK INCORPORATED | NITINOL,PTFE | 쿡메디칼코리아
J6002102 | 2016-04-01 | STRAIGHT BENTSON GUIDE WIRE | 200CM이상 | 1EA | - | COOK | TFE COATED STAINLESS STEEL, HEPARIN COATING | 쿡메디칼코리아
J6002165 | 2015-10-01 | UNIQUAL ANGIOGRAPHIC GUIDE WIRE | 200CM이상 | 1EA | - | ASAHI INTECC CO.,LTD | NI-TI ALLOY,HYDROPHILIC COATING | 휴메드
J6002202 | 2016-07-01 | STRAIGHT GUIDE WIRE | 200CM이상 | 1EA | - | COOK | TFE COATED STAINLESS STEEL, HEPARIN COATING | 쿡메디칼코리아
J6002302 | 2017-11-01 | HIWIRE HYDROPHILIC WIRE GUIDE | 200CM이상 | 1EA | - | COOK INCORPORATED | NICKEL, TITANIUM 등 | 쿡메디칼코리아
J6002999 | 2001-10-01 | GUIDE WIRE FOR ANGIOGRAPHY(EXCHANGE TYPE) | 전규격 | 1EA | - | 전업체 |  | 전업체
J6011002 | 2019-12-01 | GUIDE WIRE COPE MANDRIL | 전규격 | 1EA | - | COOK | PLATINUM SPRING COILTIP | 쿡메디칼코리아
J6011012 | 2017-06-01 | COPE MANDRIL GUIDE WIRE | 전규격 | 1EA | - | COOK | NITINOL + PLATINUM SPRING COIL TIP | 쿡메디칼코리아
J6011090 | 2016-12-01 | RAPID ACCESS GUIDE WIRE | 전규격 | 1EA | - | ACCESS POINT TECHNOLOGIES/ENPATH MEDICAL,INC | 304 STAINLESS STEEL, NITINOL,PLATINUM | 에스앤지바이오텍
J6012104 | 2016-04-01 | HEAVY DUTY GUIDE WIRE | 전규격 | 1EA | - | M.I.TECH | METAL + PTFE | 엠아이텍
J6021004 | 2016-04-01 | METALLIC GUIDE WIRE | 전규격 | 1EA | - | M.I.TECH | STAINLESS STEEL, PTFE COATED | 엠아이텍
J6021006 | 2016-05-01 | GT1 GUIDE WIRE | 전규격 | 1EA | - | MEDTRONIC | STAINLESS STEEL + PLATINUM / TUNGSTEN + PTFE/SILICONE COATING | 메드트로닉코리아
J6021011 | 2002-08-01 | ENTRE II GUIDE WIRE | 전규격 | 1EA | - | SCIMED | S-S, TIP-PLATINUM | 보스톤사이언티픽코리아
J6021021 | 2013-01-01 | LUGE GUIDE WIRE | 전규격 | 1EA | - | SCIMED | S-S, TIP-PLATINUM | 보스톤사이언티픽코리아
J6021025 | 2012-10-01 | HI-TORQUE GUIDE WIRE | 전규격 | 1EA | - | ACS | STAINLESS STEEL | 동아제약(의)
J6021026 | 2013-01-01 | CLYDE GUIDE WIRE | 전규격 | 1EA | - | SCHNEIDER | COATING:PTFE TIP:PLATINUM | 보스톤사이언티픽코리아
J6021030 | 2005-01-01 | ATHLETEPLUS GUIDE WIRE | 전규격 | 1EA | - | ASAHI INTECC | STAINLESS STEEL | 코메딕스
J6021048 | 2013-01-01 | TRACKWIRE GUIDE WIRE | 전규격 | 1EA | - | IVT | AERO-ALLOY, PTFE COATED | 보스톤사이언티픽코리아
J6021057 | 2015-10-01 | ASAHI PTCA GUIDE WIRE | 전규격 | 1EA | - | ASAHI INTECC CO.LTD | S-S+PTFE COATING, TIP:PLATINUM+NICKEL | 휴메드
J6021061 | 2016-04-01 | FORTE GUIDE WIRE | 전규격 | 1EA | - | LAKE REGION MANUFACTORING | STAINLESS STEEL, PLATINUM/TUNGSTEN, PTFE,SILICONE COATING | 보스톤사이언티픽코리아
J6021106 | 2016-05-01 | GT2 GUIDE WIRE | 전규격 | 1EA | - | MEDTRONIC | NITINOL+PLATINUM TUNGSTEN / PTFE SILICONE COATING | 메드트로닉코리아
J6021126 | 2013-01-01 | HANNIBAL GUIDE WIRE | 전규격 | 1EA | - | SCHNEIDER | STAINLESS STEEL, PTFE COATED | 보스톤사이언티픽코리아
J6021129 | 2016-04-01 | TRANSMITTER | 전규격 | 1EA | - | TERUMO | S-S+NICKEL,TITANIUM | 한국테루모
J6021131 | 2012-01-01 | ASAHI PTCA GW(AGH) | 전규격 | 1EA | - | ASAHI INTECC(THAILAND) CO., LTD. | STAINLESS STEEL,PLATINUM-NICKEL ALLOY 등 | 에이엠지코리아
J6021182 | 2017-01-01 | APPROACH PRO LT WIRE GUIDE | 전규격 | 1EA | - | COOK INCORPORATED | STAINLESS STEEL+NITINOL,PTFE | 쿡메디칼코리아
J6021226 | 2002-08-01 | MAGNUM GUIDE WIRE | 전규격 | 1EA | - | SCHNEIDER | TEFLON COATED 30CMRADIOPAQUE SPRING COIL | 보스톤사이언티픽코리아
J6021231 | 2012-01-01 | ASAHI PTCA GW(AGP) | 전규격 | 1EA | - | ASAHI INTECC(THAILAND) CO., LTD. | STAINLESS STEEL,PLATINUM-NICKEL ALLOY 등 | 에이엠지코리아
J6021306 | 2018-11-01 | PERSUADER GUIDEWIRE | 전규격 | 1EA | - | MEDTRONIC | STAINLESS STEEL PT ALLOY 등 | 메드트로닉코리아
J6021382 | 2018-04-01 | APPROACH PRO ST WIRE GUIDE | 전규격 | 1EA | - | COOK INCORPORATED | STAINLESS STEEL, PTFE 등 | 쿡메디칼코리아
J6021413 | 2012-11-01 | REGATTA STEERABLE GUIDEWIRE | 전규격 | 1EA | - | BRIVANT LIMITED | STAINLESS STEEL,PTFE COATING | 한국존슨앤드존슨메디칼
J6021640 | 2020-02-01 | HI-TORQUE TURNTRAC GUIDE WIRES | 전규격 | 1EA | - | ABBOTT VASCULAR | STAINLESS STEEL, NITINOL 등 | 한국애보트
J6021667 | 2015-11-01 | HI-TORQUE CROSS-IT GUIDE WIRE WITH HYDROCOAT HYDROPHILIC COATING | 전규격 | 1EA | - | ABBOTT VASCULAR | 304 V STAINLESS STEEL 등 | 한국애보트
J6021767 | 2015-11-01 | HI-TORQUE CROSS-IT 300XT GUIDE WIRE WITH HYDROCOAT HYDROPHILIC COATING | 전규격 | 1EA | - | ABBOTT VASCULAR | 304 V STAINLESS STEEL 등 | 한국애보트
J6022030 | 2005-01-01 | ATHLETEPLUS EXTENSION GUIDE WIRE | 전규격 | 1EA | - | ASAHI INTECC | STAINLESS STEEL | 코메딕스
J6031004 | 2016-03-01 | GUIDE WIRE (GED, GTD,GTJ, PO14180) | 180CM | 1EA | - | BALT | NITINOL,STAINLESS STEEL,PTFE | 엠아이텍
J6031011 | 2012-08-01 | SEEKER GUIDE WIRE | 175CM 이상 | 1EA | - | TARGET | STAINLESS STEEL/PLATINUM | 보스톤사이언티픽코리아
J6031021 | 2012-08-01 | MIZZEN GUIDE WIRE | 175CM 이상 | 1EA | - | TARGET | NITINOL/PLATINUM | 보스톤사이언티픽코리아
J6031031 | 2012-08-01 | FAS DASHER GUIDE WIRE | 175CM 이상 | 1EA | - | TARGET | STAINLESS STEEL/PLATINUM | 보스톤사이언티픽코리아
J6031041 | 2012-08-01 | TAPER GUIDE WIRE | 175CM 이상 | 1EA | - | TARGET | STAINLESS STEEL/PLATINUM | 보스톤사이언티픽코리아
J6031051 | 2012-08-01 | DASHER GUIDE WIRE | 175CM 이상 | 1EA | - | TARGET | STAINLESS STEEL/PLATINUM | 보스톤사이언티픽코리아
J6031113 | 2012-12-01 | ESSENCE GUIDE WIRE | 180CM 초과 | 1EA | - | CORDIS | STAINLESS STEEL | 한국존슨앤드존슨메디칼
J6031127 | 2018-11-01 | ASAHI NEUROVASCULAR GUIDE WIRE | 200CM/300CM | 1EA | - | ASAHI INTECC CO., LTD. MEDICAL DIVISION. | STAINLESS STEEL, PVP 등 | 솔빛메디칼
J6031999 | 2001-10-01 | GUIDE WIRE FOR SUPER SELECTION(BRAIN) | 전규격 | 1EA | - | 전업체 |  | 전업체
J6032006 | 2019-02-01 | SKIPPER DEEP GUIDEWIRE | 전규격 | 1EA | - | INVATEC S.P.A | PLATINUM TUNGSTEN ALLOY 등 | 메드트로닉코리아
J6032011 | 2013-01-01 | SEEKER GUIDE WIRE | 175CM미만 | 1EA | - | MEDITECH | STAINLESS STEEL/PLATINUM | 보스톤사이언티픽코리아
J6032021 | 2013-01-01 | MIZZEN GUIDE WIRE | 175CM미만 | 1EA | - | MEDITECH | NITINOL/PLATINUM | 보스톤사이언티픽코리아
J6032031 | 2013-01-01 | FAS DASHER GUIDE WIRE | 175CM미만 | 1EA | - | MEDITECH | STAINLESS STEEL/PLATINUM | 보스톤사이언티픽코리아
J6032041 | 2013-01-01 | TAPER GUIDE WIRE | 175CM미만 | 1EA | - | MEDITECH | STAINLESS STEEL/PLATINUM | 보스톤사이언티픽코리아
J6032051 | 2013-01-01 | DASHER GUIDE WIRE | 175CM미만 | 1EA | - | MEDITECH | STAINLESS STEEL/PLATINUM | 보스톤사이언티픽코리아
J6032065 | 2015-10-01 | STREAMING MICRO GUIDE WIRE | 185CM이하 | 1EA | - | ASAHI INTECC CO., LTD | NI-TI ALLOY/POLYETHYLENE등 | 휴메드
J6041059 | 2018-05-01 | BENTSON GUIDE WIRE | 전규격 | 1EA | - | APPLIED MEDICAL RESOURCES | NITINOL | 아성양행
J6041066 | 2013-03-01 | PTFE-COATED GUIDEWIRE | 전규격 | 1EA | - | ACMI CORPORATION | STAINLESS STEEL WITH PTFE COATING | 아시안상사
J6041159 | 2018-05-01 | MARFLOW TEFLON GUIDE WIRE | 전규격 | 1EA | - | MARFLOW AG | TEFLON COATING STAINLESS STEEL | 아성양행
J6041166 | 2013-03-01 | BENTSON GUIDEWIRE | 전규격 | 1EA | - | ACMI CORPORATION | STAINLESS STEEL WITH PTFE COATING | 아시안상사
J6041266 | 2013-03-01 | AMPLATZ GUIDEWIRE | 전규격 | 1EA | - | ACMI CORPORATION | STAINLESS STEEL WITH PTFE COATING | 아시안상사
J6041889 | 2015-07-01 | INDOVASIVE GUIDE WIRE | 전규격 | 1EA | - | BIORAD MEDISYS PVT LTD | STAINLESS STEEL, PTFE COATING | 파마트로닉
J6041999 | 2001-10-01 | GUIDE WIRE FOR URETERAL BALLOON DILATATION | 전규격 | 1EA | - | 전업체 |  | 전업체
J6051036 | 2016-03-01 | DUALYSE J GUIDE WIRE | 전규격 | 1EA | - | VYGON | STAINLESS STEEL | 인성메디칼
J6051047 | 2016-03-01 | FLEX GUIDE WIRE | 전규격 | 1EA | - | MEDICAL COMPONENTS | STAINLESS STEEL | 두성바이오메드
J6051999 | 2001-10-01 | GUIDE WIRE FOR HEMODIALYSIS | 전규격 | 1EA | - | 전업체 |  | 전업체
J6061001 | 2011-03-01 | ZEBRA GUIDE WIRE | 전규격 | 1EA | - | BOSTON SCIENTIFIC CORPORATION | NITINOL SILICON COATING PLATINUM TIP | 보스톤사이언티픽코리아
J6061011 | 2011-03-01 | GEENEN GUIDE WIRE | 전규격 | 1EA | - | BOSTON SCIENTIFIC CORPORATION | NITINOL SILICONCOATING PLATINUM TIP | 보스톤사이언티픽코리아
J6061031 | 2011-03-01 | PRECURSOR ZEBRA GUIDE WIRE | 전규격 | 1EA | - | BOSTON SCIENTIFIC CORPORATION | NITINOL | 보스톤사이언티픽코리아
J6061032 | 2015-01-01 | ELITEE PROTECTOR GUIDE WIRE | 전규격 | 1EA | - | WILSON-COOK | NITINOL | 쿡메디칼코리아
J6061059 | 2018-05-01 | TRIWIRE | 전규격 | 1EA | - | APPLIED MEDICAL RESOURCES | NITINOL | 아성양행
J6061083 | 2018-06-01 | BONA MIRA ENDOSCOPIC GUIDEWIRE | 전규격 | 1EA | - | LAKE REGION MEDICAL | PTFE, NITINOL | 스텐다드싸이텍
J6071004 | 2016-03-01 | SONG NLD GUIDE WIRE | 전규격 | 1EA | - | M.I.TECH | STAINLESS STEEL | 엠아이텍
J7001002 | 2015-09-01 | HUBER NEEDLE EXTENSION SET | 전규격 | 1EA | - | BAXTER | STAINLESS STEEL 등 | 박스터
J7001010 | 2020-05-01 | WING SET | 전규격 | 1EA | - | BARD | STAINLESS STEEL 등 | 바드코리아
J7001012 | 2019-10-01 | HUBER EXTENSION SET DISTRICATH | 전규격 | 1EA | - | DISTRICLASS MEDICAL SA | STAINLESS STEEL 등 | 현대약품
J7001082 | 2017-11-01 | VITAL-JECT POWER-INJECTABLE SAFETY INFUSION SET | 전규격 | 1EA | - | COOK VASCULAR, INC | STAINLESS STEEL 등 | 쿡메디칼코리아
J8072140 | 2019-12-01 | ARMADA14XT PTA CATHETER | 전규격 | 1EA | - | ABBOTT VASCULAR | POLYETHER BLOCK POLYAMIDE COPOLYMER | 한국애보트
J8083073 | 2018-11-01 | AXXESS DRUG ELUTING CORONARY BIFURCATION STENT SYSTEM | 전규격 | 1EA | - | BIOSENSORS EUROPE SA | STENT(NITONOL)+약물(BIOLIMUS A9) | 디오메디칼
J8083373 | 2018-11-01 | BIOMATRIX FLEX BIOLIMUS A9 ELUTING CORONARY STENT SYTEM | 전규격 | 1EA | - | BIOSENSORS EUROPE SA | STAINLESS STEEL+약물(BIOLIMUS A9) | 디오메디칼
J8223004 | 2016-04-01 | ESOPHAGEAL ENDOPROSTHESIS SONG | 전규격 | 1EA | - | M.I.TECH | POLYETHYLENE, STAINLESS STEEL WIRE WITH NYLON AND SILICONE | 엠아이텍
J8504082 | 2018-12-01 | ZENITH RENU AAA ANCILLARY GRAFT CONVERTER | 전규격 | 1EA | - | COOK INCORPORATED | STENT - STAINLESS STEEL, GRAFT - POLYESTER (RADIOMARKER:GOLD) | 쿡메디칼코리아
K0001001 | 2013-04-01 | ELECTRODE | 전규격 | 1EA | - | NESSLER MEDIZINTECHNIK |  | 호진메디칼
K0001003 | 2016-03-01 | ELECTRODE | 전규격 | 1EA | - | NIKO MEDICAL | ­ | 인성메디칼
K0001009 | 2010-07-01 | SILVER TRACE ELECTRODE | 전규격 | 1EA | - | LEONHARD LANG GMBH |  | 지이메디칼시스템코리아
K0001103 | 2016-03-01 | ELECTRODE | 전규격 | 1EA | - | MAERSK MEDICAL LIMITED | ­ | 인성메디칼
K0711060 | 2018-12-01 | DRAGONFLY THE LARYNGEAL ELECTRODE | 전규격 | 1EA | - | SPEC MEDICA S.R.L. | SILVER 등 | (주)뉴로포스
K0801085 | 2020-07-01 | RD SET CABLED SENSOR | 전규격 | 1EA | - | MASIMO CORPORATION | - | 마시모코리아(유)
K0801185 | 2020-08-01 | RD SET SENSOR | 전규격 | 1EA | - | MASIMO CORPORATION | - | 마시모코리아(유)
K0801186 | 2020-08-01 | LNCS SENSOR | 전규격 | 1EA | - | MASIMO CORPORATION | - | 마시모코리아(유)
K0811085 | 2020-08-01 | RAINBOW R SENSOR | 전규격 | 1EA | - | MASIMO CORPORATION | - | 마시모코리아(유)
K1001001 | 2005-08-01 | TISSUE EXPANDER | 전규격 | 1EA | - | FLOWMATRIX CORPORATION | SILICONE | 거산무역상사
K1001999 | 2001-10-01 | TISSUE EXPANDER | 전규격 | 1EA | - | 전업체 |  | 전업체
K1002002 | 2019-10-01 | INTEGRA ARTIFICIAL SKIN | 4"x10" | 1매 | - | INTEGRA LIFESCIENCE | BOVINE COLLAGEN+SILICON | 바이오임플란트테크놀로지
K1002003 | 2019-10-01 | INTEGRA ARTIFICIAL SKIN | 8"x10" | 1매 | - | INTEGRA LIFESCIENCE | BOVINE COLLAGEN+SILICON | 바이오임플란트테크놀로지
K1007001 | 2019-10-01 | RAPIGRAFT | 3CMX1.5CM | 1EA | - | DALIM TISSEN | TYPE 1 COLLAGEN | 다림티센
K1007002 | 2019-10-01 | RAPIGRAFT | 2CMX2CM | 1EA | - | DALIM TISSEN | TYPE 1 COLLAGEN | 다림티센
K1007003 | 2019-10-01 | RAPIGRAFT | 4CMX3CM | 1EA | - | DALIM TISSEN | TYPE 1 COLLAGEN | 다림티센
K1007004 | 2019-10-01 | RAPIGRAFT | 4CMX6CM | 1EA | - | DALIM TISSEN | TYPE 1 COLLAGEN | 다림티센
K1007005 | 2019-10-01 | RAPIGRAFT | 8CMX6CM | 1EA | - | DALIM TISSEN | TYPE 1 COLLAGEN | 다림티센
K1007006 | 2019-10-01 | RAPIGRAFT | 8CMX9CM | 1EA | - | DALIM TISSEN | TYPE 1 COLLAGEN | 다림티센
K1007007 | 2019-10-01 | RAPIGRAFT | 10CMX10CM | 1EA | - | DALIM TISSEN | TYPE 1 COLLAGEN | 다림티센
K1007008 | 2019-10-01 | RAPIGRAFT | 10CMX20CM | 1EA | - | DALIM TISSEN | TYPE 1 COLLAGEN | 다림티센
K1007009 | 2019-10-01 | RAPIGRAFT | 15CMX20CM | 1EA | - | DALIM TISSEN | TYPE 1 COLLAGEN | 다림티센
K1007010 | 2019-10-01 | RAPIGRAFT | 20CMX20CM | 1EA | - | DALIM TISSEN | TYPE 1 COLLAGEN | 다림티센
K2001001 | 2010-09-01 | CINE FILM | 35MM X 250FT | 1ROLL | - |  |  | 케어스트림헬스코리아
K2001201 | 2011-01-01 | CINE FILM (외자) | 35MM X 250FT | 1ROLL | - | KODAK |  | 외자구매요양기관
K2001202 | 2011-01-01 | CINE FILM (외자) | 35MM X 250FT | 1ROLL | - | AGFA | POLYESTER + 유제 | 외자구매요양기관
K2001203 | 2011-01-01 | CINE FILM (외자) | 35MM X 250FT | 1ROLL | - | FUJI | PET | 외자구매요양기관
K2011201 | 2011-01-01 | 맘모필름(외자) | 18CM X 24CM | 1매 | - | KODAK |  | 외자구매요양기관
K2011202 | 2011-01-01 | 맘모필름(외자) | 18CM X 24CM | 1매 | - | AGFA |  | 외자구매요양기관
K2011203 | 2011-01-01 | 맘모필름(외자) | 18CM X 24CM | 1매 | - | FUJI |  | 외자구매요양기관
K2011204 | 2011-01-01 | 맘모필름(외자) | 18CM X 24CM | 1매 | - | KONICA |  | 외자구매요양기관
K2011205 | 2011-01-01 | 맘모필름(외자) | 18CM X 24CM | 1매 | - | CEA |  | 외자구매요양기관
K2011208 | 2011-01-01 | 맘모필름(외자) | 18CM X 24CM | 1매 | - | FERRANIA | POLYESTER등 | 외자구매요양기관
K2011211 | 2011-01-01 | MIN-R S (외자) | 18CM X 24CM | 1매 | - | CARESTREAM HEALTH, INC |  | 케어스트림헬스코리아
K2012208 | 2011-01-01 | 맘모필름(외자) | 24CM X 30CM | 1매 | - | FERRANIA | POLYESTER등 | 외자구매요양기관
K2012211 | 2011-01-01 | 맘모필름(외자) | 24CM X 30CM | 1매 | - | KODAK |  | 외자구매요양기관
K2021002 | 2013-04-01 | 레이저필름 | 14" X 17" | 1매 | - | AGFA HEALTHCARE N.V. |  | 퓨처메디칼
K2021201 | 2011-01-01 | 레이저필름(외자) | 14" X 17" | 1매 | - | KODAK |  | 외자구매요양기관
K2021202 | 2011-01-01 | 레이저필름(외자) | 14" X 17" | 1매 | - | AGFA |  | 외자구매요양기관
K2021203 | 2011-01-01 | 레이저필름(외자) | 14" X 17" | 1매 | - | FUJI |  | 외자구매요양기관
K2021204 | 2011-01-01 | 레이저필름(외자) | 14" X 17" | 1매 | - | KONICA |  | 외자구매요양기관
K2021205 | 2011-01-01 | 레이저필름(외자) | 14" X 17" | 1매 | - | CEA |  | 외자구매요양기관
K2021208 | 2011-01-01 | 레이저필름(외자) | 14" X 17" | 1매 | - | FERRANIA | POLYESTER등 | 외자구매요양기관
K2022201 | 2011-01-01 | 레이저필름(외자) | 11" X 14" | 1매 | - | KODAK |  | 외자구매요양기관
K2022202 | 2011-01-01 | 레이저필름(외자) | 11" X 14" | 1매 | - | AGFA |  | 외자구매요양기관
K2022208 | 2011-01-01 | 레이저필름(외자) | 11" X 14" | 1매 | - | FERRANIA | POLYESTER등 | 외자구매요양기관
K2022210 | 2011-01-01 | 레이져 필름(외자) | 11" X 14" | 1EA | - | CEA AB | POLYESTER 등 | 외자구매요양기관
K2023201 | 2011-01-01 | 레이저필름(외자) | 8" X 10" | 1매 | - | KODAK |  | 외자구매요양기관
K2023202 | 2011-01-01 | 레이저필름(외자) | 8" X 10" | 1매 | - | AGFA |  | 외자구매요양기관
K2023208 | 2011-01-01 | 레이저필름(외자) | 8" X 10" | 1매 | - | FERRANIA | POLYESTER등 | 외자구매요양기관
K2023210 | 2011-01-01 | 레이져 필름(외자) | 8" X 10" | 1EA | - | CEA AB | POLYESTER 등 | 외자구매요양기관
K2031201 | 2011-01-01 | C-T 필름(외자) | 14" X 17" | 1매 | - | KODAK |  | 외자구매요양기관
K2031202 | 2011-01-01 | C-T 필름(외자) | 14" X 17" | 1매 | - | AGFA |  | 외자구매요양기관
K2031203 | 2011-01-01 | C-T 필름(외자) | 14" X 17" | 1매 | - | FUJI |  | 외자구매요양기관
K2031204 | 2011-01-01 | C-T 필름(외자) | 14" X 17" | 1매 | - | KONICA |  | 외자구매요양기관
K2031205 | 2011-01-01 | C-T 필름(외자) | 14" X 17" | 1매 | - | CEA |  | 외자구매요양기관
K2031208 | 2011-01-01 | C-T 필름(외자) | 14" X 17" | 1매 | - | FERRANIA | POLYESTER등 | 외자구매요양기관
K2032201 | 2011-01-01 | C-T 필름(외자) | 11" X 14" | 1매 | - | KODAK |  | 외자구매요양기관
K2032202 | 2011-01-01 | C-T 필름(외자) | 11" X 14" | 1매 | - | AGFA |  | 외자구매요양기관
K2032203 | 2011-01-01 | C-T 필름(외자) | 11" X 14" | 1매 | - | FUJI |  | 외자구매요양기관
K2032204 | 2011-01-01 | C-T 필름(외자) | 11" X 14" | 1매 | - | KONICA |  | 외자구매요양기관
K2032205 | 2011-01-01 | C-T 필름(외자) | 11" X 14" | 1매 | - | CEA |  | 외자구매요양기관
K2032208 | 2011-01-01 | C-T 필름(외자) | 11" X 14" | 1매 | - | FERRANIA | POLYESTER등 | 외자구매요양기관
K2033201 | 2011-01-01 | C-T 필름(외자) | 8" X 10" | 1매 | - | KODAK |  | 외자구매요양기관
K2033202 | 2011-01-01 | C-T 필름(외자) | 8" X 10" | 1매 | - | AGFA |  | 외자구매요양기관
K2033203 | 2011-01-01 | C-T 필름(외자) | 8" X 10" | 1매 | - | FUJI |  | 외자구매요양기관
K2033204 | 2011-01-01 | C-T 필름(외자) | 8" X 10" | 1매 | - | KONICA |  | 외자구매요양기관
K2033205 | 2011-01-01 | C-T 필름(외자) | 8" X 10" | 1매 | - | CEA |  | 외자구매요양기관
K2033208 | 2011-01-01 | C-T 필름(외자) | 8" X 10" | 1매 | - | FERRANIA | POLYESTER등 | 외자구매요양기관
K2034003 | 2016-04-01 | C-T 필름(내자) | 24CM X 30CM | 1매 | - | FUJI | PET | 신기사
K2034203 | 2011-01-01 | C-T필름(외자) | 24CM X 30CM | 1매 | - | FUJI | PET | 외자구매요양기관
K2034204 | 2011-01-01 | C-T 필름(외자) | 24CM X 30CM | 1매 | - | KONICA |  | 외자구매요양기관
K2041203 | 2011-01-01 | CR FILM (외자) | 10" X 14" | 1매 | - | FUJI |  | 외자구매요양기관
K2051002 | 2013-04-01 | FILM | 14" X 36" | 1매 | - | AGFA HEALTHCARE N.V. | POLYESTER + 유제 | 퓨처메디칼
K2051201 | 2011-01-01 | 방사선필름 (외자) | 14" X 36" | 1매 | - | KODAK |  | 외자구매요양기관
K2051202 | 2011-01-01 | 방사선필름 (외자) | 14" X 36" | 1매 | - | AGFA |  | 외자구매요양기관
K2051203 | 2011-01-01 | 방사선필름 (외자) | 14" X 36" | 1매 | - | FUJI |  | 외자구매요양기관
K2051204 | 2011-01-01 | 방사선필름 (외자) | 14" X 36" | 1매 | - | KONICA |  | 외자구매요양기관
K2051208 | 2011-01-01 | 방사선필름 (외자) | 14" X 36" | 1매 | - | FERRANIA | POLYESTER등 | 외자구매요양기관
K2051210 | 2011-01-01 | 방사선필름(외자) | 14" X 36" | 1EA | - | CEA AB | Polyester 등 | 외자구매요양기관
K2052204 | 2011-01-01 | 방사선필름 (외자) | 30CM X 90CM | 1매 | - | KONICA |  | 외자구매요양기관
K2053201 | 2011-01-01 | 방사선필름(외자) | 14" X 17" | 1매 | - | KODAK |  | 외자구매요양기관
K2053202 | 2011-01-01 | 방사선필름(외자) | 14" X 17" | 1매 | - | AGFA |  | 외자구매요양기관
K2053203 | 2011-01-01 | 방사선필름(외자) | 14" X 17" | 1매 | - | FUJI |  | 외자구매요양기관
K2053204 | 2011-01-01 | 방사선필름(외자) | 14" X 17" | 1매 | - | KONICA |  | 외자구매요양기관
K2053205 | 2011-01-01 | 방사선필름(외자) | 14" X 17" | 1매 | - | CEA |  | 외자구매요양기관
K2053208 | 2011-01-01 | 방사선필름(외자) | 14" X 17" | 1매 | - | FERRANIA | POLYESTER등 | 외자구매요양기관
K2053211 | 2011-01-01 | RETINA XOE FILM(외자) | 14"×17" | 1EA | - | KODAK INDUSTRIE | POLYESTER + EMULSION | 케어스트림헬스코리아
K2054201 | 2011-01-01 | 방사선필름(외자) | 14" X 14" | 1매 | - | KODAK |  | 외자구매요양기관
K2054202 | 2011-01-01 | 방사선필름(외자) | 14" X 14" | 1매 | - | AGFA |  | 외자구매요양기관
K2054203 | 2011-01-01 | 방사선필름(외자) | 14" X 14" | 1매 | - | FUJI |  | 외자구매요양기관
K2054204 | 2011-01-01 | 방사선필름(외자) | 14" X 14" | 1매 | - | KONICA |  | 외자구매요양기관
K2054205 | 2011-01-01 | 방사선필름(외자) | 14" X 14" | 1매 | - | CEA |  | 외자구매요양기관
K2054208 | 2011-01-01 | 방사선필름(외자) | 14" X 14" | 1매 | - | FERRANIA | POLYESTER등 | 외자구매요양기관
K2054211 | 2011-01-01 | RETINA XOE FILM(외자) | 14"×14" | 1EA | - | KODAK INDUSTRIE | POLYESTER + EMULSION | 케어스트림헬스코리아
K2055201 | 2011-01-01 | 방사선필름(외자) | 11" X 14" | 1매 | - | KODAK |  | 외자구매요양기관
K2055202 | 2011-01-01 | 방사선필름(외자) | 11" X 14" | 1매 | - | AGFA |  | 외자구매요양기관
K2055203 | 2011-01-01 | 방사선필름(외자) | 11" X 14" | 1매 | - | FUJI |  | 외자구매요양기관
K2055204 | 2011-01-01 | 방사선필름(외자) | 11" X 14" | 1매 | - | KONICA |  | 외자구매요양기관
K2055205 | 2011-01-01 | 방사선필름(외자) | 11" X 14" | 1매 | - | CEA |  | 외자구매요양기관
K2055208 | 2011-01-01 | 방사선필름(외자) | 11" X 14" | 1매 | - | FERRANIA | POLYESTER등 | 외자구매요양기관
K2055211 | 2011-01-01 | RETINA XOE FILM(외자) | 11"×14" | 1EA | - | KODAK INDUSTRIE | POLYESTER + EMULSION | 케어스트림헬스코리아
K2056201 | 2011-01-01 | 방사선필름(외자) | 10" X 12" | 1매 | - | KODAK |  | 외자구매요양기관
K2056202 | 2011-01-01 | 방사선필름(외자) | 10" X 12" | 1매 | - | AGFA |  | 외자구매요양기관
K2056203 | 2011-01-01 | 방사선필름(외자) | 10" X 12" | 1매 | - | FUJI |  | 외자구매요양기관
K2056204 | 2011-01-01 | 방사선필름(외자) | 10" X 12" | 1매 | - | KONICA |  | 외자구매요양기관
K2056205 | 2011-01-01 | 방사선필름(외자) | 10" X 12" | 1매 | - | CEA |  | 외자구매요양기관
K2056208 | 2011-01-01 | 방사선필름(외자) | 10" X 12" | 1매 | - | FERRANIA | POLYESTER등 | 외자구매요양기관
K2056211 | 2011-01-01 | RETINA XOE FILM(외자) | 10"×12" | 1EA | - | KODAK INDUSTRIE | POLYESTER + EMULSION | 케어스트림헬스코리아
K2057202 | 2011-01-01 | 방사선필름(외자) | 9.5" X 9.5" | 1매 | - | AGFA |  | 외자구매요양기관
K2058201 | 2011-01-01 | 방사선필름(외자) | 8" X 10" | 1매 | - | KODAK |  | 외자구매요양기관
K2058202 | 2011-01-01 | 방사선필름(외자) | 8" X 10" | 1매 | - | AGFA |  | 외자구매요양기관
K2058203 | 2011-01-01 | 방사선필름(외자) | 8" X 10" | 1매 | - | FUJI |  | 외자구매요양기관
K2058204 | 2011-01-01 | 방사선필름(외자) | 8" X 10" | 1매 | - | KONICA |  | 외자구매요양기관
K2058205 | 2011-01-01 | 방사선필름(외자) | 8" X 10" | 1매 | - | CEA |  | 외자구매요양기관
K2058208 | 2011-01-01 | 방사선필름(외자) | 8" X 10" | 1매 | - | FERRANIA | POLYESTER등 | 외자구매요양기관
K2058211 | 2011-01-01 | RETINA XOE FILM(외자) | 8"×10" | 1EA | - | KODAK INDUSTRIE | POLYESTER + EMULSION | 케어스트림헬스코리아
K2059201 | 2011-01-01 | 방사선필름(외자) | 7" X 17" | 1매 | - | KODAK |  | 외자구매요양기관
K2059202 | 2011-01-01 | 방사선필름(외자) | 7" X 17" | 1매 | - | AGFA |  | 외자구매요양기관
K2059203 | 2011-01-01 | 방사선필름(외자) | 7" X 17" | 1매 | - | FUJI |  | 외자구매요양기관
K2059204 | 2011-01-01 | 방사선필름(외자) | 7" X 17" | 1매 | - | KONICA |  | 외자구매요양기관
K2059205 | 2011-01-01 | 방사선필름(외자) | 7" X 17" | 1매 | - | CEA |  | 외자구매요양기관
K2059208 | 2011-01-01 | 방사선필름(외자) | 7" X 17" | 1매 | - | FERRANIA | POLYESTER등 | 외자구매요양기관
K2059211 | 2011-01-01 | RETINA XOE FILM(외자) | 7"×17" | 1EA | - | KODAK INDUSTRIE | POLYESTER + EMULSION | 케어스트림헬스코리아
K2061014 | 2005-11-01 | 파노라마 필름 | 전규격 | 1EA | - | FOMA BOHEMIA, SPOL | ANTIMONY VINIL | 조이풀서비스뱅크
K2061020 | 2017-12-01 | 파노라마 필름 | 전규격 | 1매 | - | HENRY SCHEIN INC. | POLYESTER 등 | 한국덴탈시스템
K2062012 | 2008-01-01 | AGFA DENTUS M2 COMPORT | 전규격 | 1매 | - | AGFA GEVAERT N.V |  | 신흥
K2062017 | 2014-10-01 | AGFA DENTUS M2 COMPORT (표준필름) | 전규격 | 1매 | - | AGFA-GEVAERT N.V. | HIGH TECH PLASTIC 등 | 오스템임플란트
K2062020 | 2017-12-01 | 성인용 필름 | 전규격 | 1매 | - | HENRY SCHEIN INC. | POLYESTER 등 | 한국덴탈시스템
K2062101 | 2005-11-01 | 표준필름 | 전규격 | 1매 | - | THE MINIMAX COMPANY |  | 조이풀서비스뱅크
K2063012 | 2008-01-01 | AGFA DENTUS M2 COMPORT | 전규격 | 1매 | - | AGFA GEVAERT N.V |  | 신흥
K2063014 | 2005-11-01 | 소아용 필름 | 전규격 | 1EA | - | THE MINIMAX COMPANY | ANTIMONY VINYL | 조이풀서비스뱅크
K2063017 | 2014-10-01 | AGFA DENTUS M2 COMPORT(소아용 필름) | 전규격 | 1매 | - | AGFA-GEVAERT N.V. | HIGH TECH PLASTIC 등 | 오스템임플란트
K2063020 | 2017-12-01 | 소아용 필름 | 전규격 | 1매 | - | HENRY SCHEIN INC. | POLYESTER 등 | 한국덴탈시스템
K2064012 | 2008-01-01 | AGFA DENTUS M2 COMPORT | 전규격 | 1매 | - | AGFA GEVAERT N.V |  | 신흥
K2121015 | 2016-04-01 | BLUE THERMAL FILM | 14" X 17" | 1EA | - | OJI PAPER CO. LTD. | PET | 소니코리아
K2121201 | 2011-01-01 | DRY LASER FILM:DVB/DVC(외자) | 14" X 17" | 1매 | - | CARESTREAM HEALTH, INC |  | 외자구매요양기관
K2121202 | 2011-01-01 | DRY LASER FILM:TM1 B/C(외자) | 14" X 17" | 1매 | - | AGFA | PET | 아그파코리아
K2121203 | 2011-01-01 | DRY LASER FILM:DI-AL(외자) | 14" X 17" | 1매 | - | FUJI | PET | 외자구매요양기관
K2121204 | 2011-01-01 | DRY LASER FILM:SD-P/SD-PC(외자) | 14" X 17" | 1EA | - | KONICA | PET | 외자구매요양기관
K2121213 | 2011-01-01 | DRY FILM : DI-AT(외자) | 14" X 17" | 1매 | - | FUJI | PET | 외자구매요양기관
K2121214 | 2011-01-01 | MEDICAL IMAGING FILM, SD-Q(외자) | 14" X 17" | 1매 | - | KONICA | PET | 외자구매요양기관
K2121215 | 2011-01-01 | BLUE THERMAL FILM (외자) | 14" X 17" | 1EA | - | OJI PAPER CO. LTD. | PET | 소니코리아
K2121223 | 2011-01-01 | DRY FILM : DI-HL (외자) | 14" X 17" | 1매 | - | FUJI PHOTO FILM CO. LTD | PET | 신기사
K2121233 | 2011-01-01 | DRY LASER FILM : DI-HT (외자) | 14" X 17" | 1매 | - | FUJI PHOTO FILM CO.,LTD. | 폴리에틸렌 | 신기사
K2122204 | 2011-01-01 | DRY FILM SD-P/SD-PC (외자) | 14" X 14" | 1EA | - | KONICA CORP. | POLYESTER + BASE | 외자구매요양기관
K2123201 | 2011-01-01 | DRY LASER FILM:DVB (외자) | 14" X 11" | 1매 | - | CARESTREAM HEALTH, INC | POLYESTER등 | 케어스트림헬스코리아
K2123204 | 2011-01-01 | DRY FILM SD-P/SD-PC(외자) | 11" X 14" | 1EA | - | KONICA CORP. | POLYESTER + BASE | 외자구매요양기관
K2123214 | 2011-01-01 | MEDICAL IMAGING FILM, SD-Q(외자) | 11" X 14" | 1매 | - | KONICA | PET | 외자구매요양기관
K2124203 | 2011-01-01 | DRY LASER FILM:DI-AL (외자) | 10" X 14" | 1매 | - | FUJI | PET | 외자구매요양기관
K2124213 | 2011-01-01 | DRY LASER FILM:DI-HL (외자) | 10" X 14" | 1EA | - | FUJI PHOTO FILM CO.,LTD. | PET | 신기사
K2124223 | 2011-01-01 | DRY LASER FILM : DI-HT (외자) | 10" X 14" | 1매 | - | FUJI PHOTO FILM CO.,LTD. | 폴리에틸렌 | 신기사
K2125023 | 2016-04-01 | DRY LASER FILM : DI-HT | 8" X 10" | 1매 | - | FUJI PHOTO FILM CO.,LTD. | 폴리에틸렌 | 신기사
K2125201 | 2011-01-01 | DRY LASER FILM:DVB (외자) | 8" X 10" | 1매 | - | CARESTREAM HEALTH, INC | POLYESTER등 | 케어스트림헬스코리아
K2125202 | 2011-01-01 | DRYSTAR TM1 B/C(외자) | 8" X 10" | 1매 | - | AGFA-GEVAERT N.V | PET | 아그파코리아
K2125213 | 2011-01-01 | DRY LASER FILM:DI-HL(외자) | 8" X 10" | 1EA | - | FUJI PHOTO FILM CO.,LTD. | PET | 신기사
K2125214 | 2011-01-01 | MEDICAL IMAGING FILM, SD-Q(외자) | 8" X 10" | 1매 | - | KONICA | PET | 외자구매요양기관
K2125223 | 2011-01-01 | DRY LASER FILM : DI-HT (외자) | 8" X 10" | 1매 | - | FUJI PHOTO FILM CO.,LTD. | 폴리에틸렌 | 신기사
K2126015 | 2016-04-01 | BLUE THERMAL FILM-UPT | 10" X 12" | 1매 | - | SONY CORPORATION | PET | 소니코리아
K2126201 | 2011-01-01 | DRY LASER FILM:DVB (외자) | 10" X 12" | 1매 | - | CARESTREAM HEALTH, INC | POLYESTER등 | 케어스트림헬스코리아
K2126203 | 2011-01-01 | DRY LASER FILM(외자) | 10" X 12" | 1매 | - | FUJI | 폴리에틸렌 | 신기사
K2126213 | 2011-01-01 | DRY LASER FILM : DI-HT (외자) | 10" X 12" | 1매 | - | FUJI PHOTO FILM CO.,LTD. | 폴리에틸렌 | 신기사
K2126214 | 2011-01-01 | MEDICAL IMAGING FILM, SD-Q(외자) | 10" X 12" | 1매 | - | KONICA | PET | 외자구매요양기관
K3001004 | 2017-08-01 | BAROVAC | 100 | 1EA | - | SE-WOON | - | 세운메디칼
K3001018 | 2013-06-01 | ENDOVAC | 100 | 1EA | - | SHANDONG BRANDEN MEDICAL DEVICE CO.,LTD | SILICONE | 우양메디칼
K3002004 | 2017-08-01 | BAROVAC | 200 | 1EA | - | SE-WOON | - | 세운메디칼
K3002118 | 2013-06-01 | ENDOVAC | 200 | 1EA | - | SHANDONG BRANDEN MEDICAL DEVICE CO.,LTD | SILICONE | 우양메디칼
K3002218 | 2013-06-01 | ENDOVAC SP | 200 | 1EA | - | SHANDONG BRANDEN MEDICAL DEVICE CO.,LTD | SILICONE+PVC | 우양메디칼
K3003004 | 2017-08-01 | BAROVAC | 250ML | 1EA | - | SEWOON MEDICAL | SILICONE | 세운메디칼
K3004004 | 2017-08-01 | BAROVAC | 400 | 1EA | - | SE-WOON | - | 세운메디칼
K3004418 | 2013-06-01 | ENDOVAC | 400 | 1EA | - | SHANDONG BRANDEN MEDICAL DEVICE CO.,LTD | SILICONE | 우양메디칼
K3005013 | 2016-04-01 | ID-VAC | 500 | 1EA | - | IN SUNG | TUBE-PVC | 인성메디칼
K3006011 | 2013-06-01 | THORACIC CATHTER (CHEST TUBE) | STRAIGHT, ANGLE TYPE | 1EA | - | MALLINCKRODT MEDICAL INC | - | 코비디엔코리아
K3006013 | 2016-03-01 | THORACIC CATHETER (CHEST TUBE) | STRAIGHT, ANGLE TYPE | 1EA | - | MEDOVATION | - | 인성메디칼
K3007011 | 2013-06-01 | THORACIC CATHER (CHEST TUBE) | TROCAR | 1EA | - | MALLINCKRODT MEDICAL INC | - | 코비디엔코리아
K3008002 | 2017-08-01 | BAROVAC | 800ML | 1EA | - | SE-WOON | PVC | 세운메디칼
K3008007 | 2010-08-01 | REDOVAC | 800ML | 1EA | - | B.BRAUN | PVC | 비브라운코리아
K3014022 | 2020-01-01 | THOPAZ CANISTER | B TYPE | 1EA | - | MEDELA AG | POLYPROPYLEN | 맥진메디칼
K3016004 | 2017-08-01 | BAROVAC | 150ML | 1EA | - | SEWOON MEDICAL | SILICONE | 세운메디칼
K3016007 | 2010-08-01 | REDOVAC | 150ML | 1EA | - | B.BRAUN |  | 비브라운코리아
K3100007 | 2010-08-01 | UREOFIX URINE BAG | 전규격 | 1EA | - | B.BRAUN | PVC | 비브라운코리아
K3100011 | 2013-10-01 | CURITY URINE DRAINAGE BAG | 전규격 | 1EA | - | KENDALL GAMMATRON CO., LTD | PVC | 타이코헬스케어코리아
K3100017 | 2015-01-01 | URINE BAG | 전규격 | 1EA | - | KWANG WOO | PVC | 광우산업
K3100018 | 2010-08-01 | CONVEEN DRAINAGE BAG/ URINE BAG | 전규격 | 1EA | - | COLOPLAST(CHINA) LTD. | PVC | 콜로플라스트코리아
K3101002 | 2007-01-01 | PRECISION URINE METER BAG | 전규격 | 1EA | - | SE-WOON | PVC | 세운메디칼
K3101007 | 2010-08-01 | UREOFIX URINE HOURLY BAG | 전규격 | 1EA | - | B.BRAUN | PVC | 비브라운코리아
K4001001 | 2016-05-01 | ENDOTRACHEAL TUBE CUFF | 전규격 | 1EA | - | SMITH MEDICAL INTERNATIONAL LIMITED | SILICONE+PVC | 유파인메드
K4021003 | 2016-03-01 | ENDOTRACHEAL TUBE WITH CUFF | 전규격 | 1EA | - | VYGON | PVC | 인성메디칼
K4021006 | 2016-03-01 | TRACHEAL TUBE | CUFF 전규격 | 1EA | - | SHERIDAN | PVC | 우삼의료기
K4021007 | 2019-10-01 | ENDOTRACHEAL TUBES (ENDOSOFT-PLUS) | CUFF 전규격 | 1EA | - | UNOMEDICAL SDN.BHD. | PVC | 아성양행
K4021022 | 2013-05-01 | PHARMAPLAST ENDOTRACHEAL TUBE REGULAR,ORAL CURVED (CUFF) | 전규격 | 1EA | - | UNOMEDICAL SDN. BHD | PVC | 영민메디칼
K4021107 | 2019-10-01 | ENDOTRACHEAL TUBE ORAL CUFFED | 전규격 | 1EA | - | UNOMEDICAL SDN. BHD. | PVC | 아성양행
K4022003 | 2016-03-01 | ENDOTRACHEAL TUBE NON-CUFFED | 전규격 | 1EA | - | VYGON | PVC | 인성메디칼
K4022006 | 2016-03-01 | TRACHEAL TUBE | UNCUFF 전규격 | 1EA | - | SHERIDAN | PVC | 우삼의료기
K4022007 | 2019-10-01 | ENDOTRACHEAL TUBES (PLAIN) UNCUFF | 전규격 | 1EA | - | UNOMEDICAL SDN.BHD. | PVC | 아성양행
K4022022 | 2013-05-01 | PHARMAPLAST ENDOTRACHEAL TUBE REGULAR,ORAL CURVED (UNCUFF) | 전규격 | 1EA | - | UNOMEDICAL SDN. BHD | PVC | 영민메디칼
K4022107 | 2019-10-01 | ENDOTRACHEAL TUBE ORAL UNCUFFED | 전규격 | 1EA | - | UNOMEDICAL SDN. BHD. | PVC | 아성양행
K4041006 | 2016-03-01 | SPIRAL-FLEX REINFORCED TRACHEAL TUBE | CUFFED REINFORCED | 1EA | - | SHERIDAN | PVC+STEEL WIRE | 우삼의료기
K4041007 | 2019-10-01 | ENDOTRACHEAL TUBES REINFORCED(ENDOSOFT-PLUS) | CUFF 전규격 | 1EA | - | UNOMEDICAL SDN.BHD. | PVC | 아성양행
K4041022 | 2013-05-01 | PHARMAPLAST ENDOTRACHEAL TUBE (REINFORCED CUFF) | 전규격 | 1EA | - | UNOMEDICAL SDN. BHD | PVC | 영민메디칼
K4042006 | 2016-03-01 | SPIRAL-FLEX REINFORCED TRACHEAL TUBE | CUFFLESS | 1EA | - | SHERIDAN | PVC+STEEL WIRE | 우삼의료기
K4042007 | 2019-10-01 | ENDOTRACHEAL TUBES (PLAIN) | CUFFLESS REINFORCED | 1EA | - | UNOMEDICAL SDN.BHD. | PVC | 아성양행
K4052002 | 2013-06-01 | ENDOTRACHEAL TUBE WIRE REINFORCED SILICONE | UNCUFF 전규격 | 1EA | - | COVIDIEN LLC. | PVC | 코비디엔코리아
K4063006 | 2016-03-01 | SHERIDAN PREFORMED TRACHEAL TUBE (NASAL UNCUFFED) | 전규격 | 1EA | - | SHERIDAN | PVC | 우삼의료기
K4063007 | 2019-10-01 | ENDOTRACHEAL TUBE NASAL UNCUFFED | 전규격 | 1EA | - | UNOMEDICAL SDN. BHD. | PVC | 아성양행
K4064006 | 2016-03-01 | SHERIDAN PREFORMED TRACHEAL TUBE (NASAL CUFFED) | 전규격 | 1EA | - | SHERIDAN | PVC | 우삼의료기
K4064007 | 2019-10-01 | ENDOTRACHEAL TUBE NASAL CUFFED | 전규격 | 1EA | - | UNOMEDICAL SDN. BHD. | PVC | 아성양행
K4064016 | 2016-04-01 | NAZ-AL TRACHEAL TUBE(CUFFED) | 전규격 | 1EA | - | SHERIDAN | PVC | 우삼의료기
K4101007 | 2020-07-01 | CATHY CLOSED SUCTION CATHETER | 전규격 | 1EA | - | CONVATEC LIMITED | SILICONE, POLYURETHANE ABS 등 | 아성양행
K4101049 | 2018-11-01 | CLOSED SUCTION SYSTEMS | 전규격 | 1EA | - | SHAOXING HAITECH MEDICAL PRODUCTS CO.,LTD | DEHP FREE PVC | ㈜씨에스메디칼
K4101331 | 2020-07-01 | CLOSED SUCTION CATHETER II | 전규격 | 1EA | - | TIANJIN KINDWELL MEDICAL EQUIPMENT CO., LTD. | PVC 등 | 이정무역㈜
K4101431 | 2020-07-01 | CLOSED SUCTION CATHETER II | 전규격 | 1EA | - | HENAN TUOREN MEDICAL DEVICE CO., LTD. | PVC 등 | 이정무역㈜
K4101531 | 2020-07-01 | CLOSED SUCTION CATHETER | 전규격 | 1EA | - | LILY MEDICAL CORPORATION | PE, PVC 등 | 이정무역㈜
K4200001 | 2014-11-01 | DISPOSABLE NEBULIZER MOUTH PIECE,TUBE |  | 1EA | - | MEFAR | POLYCARBONATE,PVC | 조인인터내쇼날
K4200003 | 2016-05-01 | DISPOSABLE NEBULIZER MICRO-MIST |  | 1EA | - | SUNRISE MEDICAL | K-RESIN | 맥진메디칼
K4201001 | 2014-11-01 | DISPOSABLE NEBULIZER SMALL MASK |  | 1EA | - | MEFAR | PVC | 조인인터내쇼날
K4201003 | 2016-09-01 | DISPOSABLE NEBULIZER PEDIATRIC AEROSOL MASK |  | 1EA | - | SUNRISE MEDICAL | PVC | 맥진메디칼
K4201007 | 2017-01-01 | DISPOSABLE NEBULIZER AEROSOL MASK | 전규격 | 1EA | - | HSINER CO.LTD | PVC | 펠릭스
K4201203 | 2016-05-01 | PEDIATRIC DRAGON AEROSOL MASK | DL1050 | 1EA | - | SUNRISE MEDICAL HHG INC | PVC | 맥진메디칼
K4300130 | 2011-02-01 | STANDARD TRACHEAL T-TUBE | 전규격 | 1EA | - | HOOD LABORATORIES INC | SILICONE ELASTOMER RUBBER | 광우메딕스
K4315007 | 2013-08-01 | EUROMEDICAL TRACHEOSTOMY TUBE | CUFF | 1EA | - | UNOMEDICAL INDUSTRIES SDN.BHD | HYDROPHILIC PVC | 아성양행
K4316007 | 2013-08-01 | EUROMEDICAL TRACHEOSTOMY TUBE | UNCUFF | 1EA | - | UNOMEDICAL INDUSTRIES SDN.BHD | HYDROPHILIC PVC | 아성양행
K4350001 | 2012-10-01 | TRACHEOSTOMY TUBE MONTANDON STANDARD CUFFED | 전규격 | 1EA | - | SMITH MEDICAL INTERNATIONAL LIMITED | IVOY PVC | 파브메드
K4370002 | 2013-06-01 | TRACH TUBE PITT SPEAKING | 전규격 | 1EA | - | COVIDIEN LLC. | PVC | 코비디엔코리아
K4380013 | 2016-03-01 | UNIVENT TUBE | 전규격 | 1EA | - | FUJI | SILICONE | 인성메디칼
K4380021 | 2018-09-01 | T-TUBE | 전규격 | 1EA | - | KOKEN | SILICON RUBBER | 광림메디칼
K4390001 | 2016-04-01 | ENDOBRONCHIAL TUBE | 전규격 | 1EA | - | SIMS PORTEX | PVC | 에이취브라더스
K4390006 | 2016-03-01 | SHER-I-BRONCH ENDOBRONCHIAL TUBES | 전규격 | 1EA | - | HUDSON RCI | PVC | 우삼의료기
K4391025 | 2009-07-01 | ARNDT ENDOBRONCHIAL BLOCKER | 전규격 | 1EA | - | COOK INCORPORATED. | SILICONE, BLUE POLYCARBONE | 메디넷
K4400120 | 2018-09-01 | QUICKTRACH | 전규격 | 1EA | - | VBM MEDIZINTECHNIK GMBH | ABS(ACRYLONITRILE+BUTADIENE+STYRENE) | 디에스하이텍
K4401120 | 2016-05-01 | JET-VENTILATION CATHETER | 전규격 | 1EA | - | VBM MEDIZINTECHNIK GMBH | TEFLON | 디에스하이텍
K4501048 | 2019-03-01 | HEATED WIRE CIRCUIT | 전규격 | 1EA | - | GALEMED CORPORATION | EVA, POLYETHYLENE 등 | 대석메드
K4505347 | 2020-07-01 | NOMOLINE-O | 전규격 | 1EA | - | MASIMO SWEDEN AB | PVC, PC 등 | 마시모코리아 유한회사
K5001009 | 2014-05-01 | SILICONE FOLEY CATHETER | 2WAY | 1EA | - | CREATE MEDIC CO.,LTD. | SILICONE | 삼성바이오메드
K5011009 | 2014-05-01 | SILICONE FOLEY CATHETER | 3WAY | 1EA | - | CREATE MEDIC CO.,LTD. | SILICONE | 삼성바이오메드
K5101004 | 2015-12-01 | SERATEX PA | STB01001 | 1EA | - | SERAG-WIESSNER GMBH & CO. KG | 폴리프로필렌, 카프로락톤, 글리콜라이드 공중합체 등 | 삼양바이오팜
K5101024 | 2015-12-01 | SERATEX PA | STF01001 | 1EA | - | SERAG-WIESSNER GMBH & CO. KG | 폴리프로필렌, 카프로락톤, 글리콜라이드 공중합체 등 | 삼양바이오팜
K5201007 | 2019-10-01 | S.E.C (SILICONE ELASTOMER) FOLEY CATHETER | 2WAY | 1EA | - | UNOMEDICAL SDN.BHD. | SILICONE ELASTOMER BONDING | 아성양행
K5211007 | 2019-10-01 | S.E.C (SILICONE ELASTOMER) FOLEY CATHETER | 3WAY | 1EA | - | UNOMEDICAL SDN.BHD. | SILICONE ELASTOMER BONDING | 아성양행
K5301010 | 2016-05-01 | STRATANF ANTIBACTERIAL FOLEY CATHETER | 전규격 | 1EA | - | ROCHESTER | SILICONE + NITROFURAZONE | 프레스티지메디케어
K5400007 | 2019-10-01 | REINFORCED HEMATURIA CATHETER | 전규격 | 1EA | - | UNOMEDICAL SDN.BHD. | SILICON ELASTOMER | 아성양행
K5400013 | 2016-04-01 | HEMATURIA CONTINOUS IRRIGATION CATHETER | 전규격 | 1EA | - | BARD | HYDROGEL(TEFLON COATING) | 바드코리아
K5450002 | 2014-11-01 | SUPRAPUBIC PUR DRAINAGE LOOP CATHETER | 전규격 | 1EA | - | MEDISYST | - | 희포메디칼
K5450011 | 2016-04-01 | SUPRAPUBIC CATHETERIZATION KIT | 전규격 | 1EA | - | BARD | - | 바드코리아
K5500011 | 2010-04-01 | AMS SPHINTER | 전규격 | 1EA | - | AMS | SILICONE | 아시안상사
K5520004 | 2016-12-01 | ADVANTAGE | 전규격 | 1EA | - | MEDVENTURE TECHNOLOGY CORP/BOSTON SCIENTIFIC CORP | POLYPROPYLENE+STAINLESS STEEL | 보스톤사이언티픽코리아
K5520005 | 2013-10-01 | IVS TUNNELLER | 전규격 | 1EA | - | EUROPEAN CUSTOM MANUFACTURING BV | POLYPROPYLENE 등 | 코비디엔코리아
K5520006 | 2016-05-01 | TENSION FREE VAGINAL TAPE:TVT | 전규격 | 1EA | - | MEDSCAND MEDICAL | POLYPROPYLENE | 한국존슨앤드존슨메디칼
K5520013 | 2014-01-01 | SERAPREN TAPE WITH INTRODUCER | 전규격 | 1EA | - | SERAG-WIESSNER KG | POLYPROPYLENE 등 | 삼양바이오팜
K5520019 | 2007-07-01 | CONTINANCE-L | 전규격 | 1EA | - | MEDI-RUTION | POLYPROPYLENE 등 | 메디-루션
K5520026 | 2015-01-01 | TVT-SECUR | 전규격 | 1EA | - | ETHICON SARL | POLYPROPYLENE+STAINLESS STEEL | 한국존슨앤드존슨메디칼
K5520104 | 2016-12-01 | LYNX SYSTEM | 전규격 | 1EA | - | MEDVENTURE TECHNOLOGY CORP/BOSTON SCIENTIFIC CORP | POLYPROPYLENE 등 | 보스톤사이언티픽코리아
K5520204 | 2016-12-01 | OBTRYX SYSTEM | 전규격 | 1EA | - | MEDVENTURE TECHNOLOGY CORP/BOSTON SCIENTIFIC CORP | POLYPROPYLENE 등 | 보스톤사이언티픽코리아
K5601015 | 2014-02-01 | DEFLUX | 1CC | 1SYRINGE | - | Q-MED AB | DEXTRANOMER/NON-ANIMAL STABILIZED HYALURONIC ACID 등 | 콘택코리아코퍼레이션
K6004016 | 2001-07-01 | GAUZE | 4"*4"(4겹) | 1장 | - | DONG-A HEALTH CARE | COTTON | 동아위생재료
K6011001 | 2003-04-01 | GAUZE | 4"*4"(4겹) | 1장 | - | NOKSAN MEDIC | COTTON | 녹산메딕
K6011002 | 2003-04-01 | GAUZE | 4"*8"(4겹) | 1장 | - | NOKSAN MEDIC | COTTON | 녹산메딕
K6011003 | 2003-04-01 | GAUZE | 3HO,5CMX5CM(8P) | 1장 | - | NOKSAN MEDIC | COTTON | 녹산메딕
K6011004 | 2003-04-01 | GAUZE | 3HO,7.5CMX7.5CM(8P) | 1장 | - | NOKSAN MEDIC | COTTON | 녹산메딕
K6011005 | 2003-04-01 | GAUZE | 3HO,7.5CMX10CM(4P) | 1장 | - | NOKSAN MEDIC | COTTON | 녹산메딕
K6011006 | 2003-04-01 | GAUZE | 3HO,20CMX20CM | 1장 | - | NOKSAN MEDIC | COTTON | 녹산메딕
K6011007 | 2003-04-01 | GAUZE | 3HO,20CMX40CM | 1장 | - | NOKSAN MEDIC | COTTON | 녹산메딕
K6011008 | 2003-04-01 | GAUZE | 3HO,22CMX22CM | 1장 | - | NOKSAN MEDIC | COTTON | 녹산메딕
K6011009 | 2003-04-01 | GAUZE | 3HO,22CMX25CM | 1장 | - | NOKSAN MEDIC | COTTON | 녹산메딕
K6011010 | 2003-04-01 | GAUZE | 3HO,22CMX40CM | 1장 | - | NOKSAN MEDIC | COTTON | 녹산메딕
K6011011 | 2003-04-01 | GAUZE | 3HO,45CMX1800CM | 1ROLL | - | NOKSAN MEDIC | COTTON | 녹산메딕
K6011012 | 2003-04-01 | GAUZE | 3HO,45CMX3600CM | 1ROLL | - | NOKSAN MEDIC | COTTON | 녹산메딕
K6033001 | 2005-02-15 | GAUZE | 3HO, 10CMX10CM(4P) | 1장 | - | SHAOXINGZHENGGDE SURGICAL DRESSING | COTTON | 성은
K6033002 | 2005-02-15 | GAUZE | 3HO, 10CMX20CM(4P) | 1장 | - | SHAOXINGZHENGGDE SURGICAL DRESSING | COTTON | 성은
K6033003 | 2005-02-15 | GAUZE | 3HO, 5CMX5CM(8P) | 1장 | - | SHAOXINGZHENGGDE SURGICAL DRESSING | COTTON | 성은
K6033004 | 2005-02-15 | GAUZE | 3HO, 7.5CMX7.5CM (8P) | 1장 | - | SHAOXINGZHENGGDE SURGICAL DRESSING | COTTON | 성은
K6033005 | 2005-02-15 | GAUZE | 3HO, 10CMX10CM(8P) | 1장 | - | SHAOXINGZHENGGDE SURGICAL DRESSING | COTTON | 성은
K6033006 | 2005-02-15 | GAUZE | 3HO, 10CMX20CM(8P) | 1장 | - | SHAOXINGZHENGGDE SURGICAL DRESSING | COTTON | 성은
K6033007 | 2005-02-15 | GAUZE | 3HO, 20CMX20CM | 1장 | - | SHAOXINGZHENGGDE SURGICAL DRESSING | COTTON | 성은
K6033008 | 2005-02-15 | GAUZE | 3HO, 22CMX22CM | 1장 | - | SHAOXINGZHENGGDE SURGICAL DRESSING | COTTON | 성은
K6033009 | 2005-02-15 | GAUZE | 3HO, 22CMX25CM | 1장 | - | SHAOXINGZHENGGDE SURGICAL DRESSING | COTTON | 성은
K6033010 | 2005-02-15 | GAUZE | 3HO, 30CMX30CM | 1장 | - | SHAOXINGZHENGGDE SURGICAL DRESSING | COTTON | 성은
K6033011 | 2005-02-15 | GAUZE | 3HO, 22CMX45CM | 1장 | - | SHAOXINGZHENGGDE SURGICAL DRESSING | COTTON | 성은
K6033012 | 2005-02-15 | GAUZE | 3HO, 5CMX540CM | 1ROLL | - | SHAOXINGZHENGGDE SURGICAL DRESSING | COTTON | 성은
K6033013 | 2005-02-15 | GAUZE | 3HO, 7.5CMX540CM | 1ROLL | - | SHAOXINGZHENGGDE SURGICAL DRESSING | COTTON | 성은
K6033014 | 2005-02-15 | GAUZE | 3HO, 10CMX540CM | 1ROLL | - | SHAOXINGZHENGGDE SURGICAL DRESSING | COTTON | 성은
K6033015 | 2005-02-15 | GAUZE | 3HO, 45CMX1800CM | 1ROLL | - | SHAOXINGZHENGGDE SURGICAL DRESSING | COTTON | 성은
K6033016 | 2005-02-15 | GAUZE | 3HO, 45CMX3600CM | 1ROLL | - | SHAOXINGZHENGGDE SURGICAL DRESSING | COTTON | 성은
K6043014 | 2011-01-01 | 디케이(DK)거즈3호 | 5CMX540CM | 1ROLL | - | NANTONGXINDI MEDICAL | COTTON | 대경메디칼
K6043015 | 2011-01-01 | 디케이(DK)거즈3호 | 7.5CM X 540CM | 1ROLL | - | NANTONGXINDI MEDICAL | COTTON | 대경메디칼
K6043016 | 2011-01-01 | 디케이(DK)거즈3호 | 7.5CM X 900CM | 1ROLL | - | NANTONGXINDI MEDICAL | COTTON | 대경메디칼
K6043017 | 2011-01-01 | 디케이(DK)거즈3호 | 10CM X 540CM | 1ROLL | - | NANTONGXINDI MEDICAL | COTTON | 대경메디칼
K6043018 | 2011-01-01 | 디케이(DK)거즈3호 | 10CM X 900CM | 1ROLL | - | NANTONGXINDI MEDICAL | COTTON | 대경메디칼
K6044028 | 2011-01-01 | 다솜거즈 | 5CMX540CM | 1ROLL | - | NANTONG HOPE INDUSTRY & TRACE CO., LTD | 면사 | 다솜메디칼
K6044029 | 2011-01-01 | 다솜거즈 | 5CMX900CM | 1ROLL | - | NANTONG HOPE INDUSTRY & TRACE CO., LTD | 면사 | 다솜메디칼
K6044030 | 2011-01-01 | 다솜거즈 | 7.5CMX540CM | 1ROLL | - | NANTONG HOPE INDUSTRY & TRACE CO., LTD | 면사 | 다솜메디칼
K6044031 | 2011-01-01 | 다솜거즈 | 7.5CMX900CM | 1ROLL | - | NANTONG HOPE INDUSTRY & TRACE CO., LTD | 면사 | 다솜메디칼
K6044032 | 2011-01-01 | 다솜거즈 | 10CMX900CM | 1ROLL | - | NANTONG HOPE INDUSTRY & TRACE CO., LTD | 면사 | 다솜메디칼
K6044033 | 2011-01-01 | 다솜거즈 | 15CMX900CM | 1ROLL | - | NANTONG HOPE INDUSTRY & TRACE CO., LTD | 면사 | 다솜메디칼
K6044034 | 2011-01-01 | 다솜거즈 | 15CMX540CM | 1ROLL | - | NANTONG HOPE INDUSTRY & TRACE CO., LTD | 면사 | 다솜메디칼
K6044035 | 2011-01-01 | 다솜거즈 | 10CMX540CM | 1ROLL | - | NANTONG HOPE INDUSTRY & TRACE CO., LTD | 면사 | 다솜메디칼
K6056016 | 2011-01-01 | 에이스거즈 | 5CM X 540CM | 1ROLL | - | ZHEJIANG SHAOXING YONGFENG SURGICAL DRESSING CO.LTD | 면사 | 에이아이엠에스
K6056017 | 2011-01-01 | 에이스거즈 | 5CM X 900CM | 1ROLL | - | ZHEJIANG SHAOXING YONGFENG SURGICAL DRESSING CO.LTD | 면사 | 에이아이엠에스
K6056018 | 2011-01-01 | 에이스거즈 | 7.5CM X 900CM | 1ROLL | - | ZHEJIANG SHAOXING YONGFENG SURGICAL DRESSING CO.LTD | 면사 | 에이아이엠에스
K6056019 | 2011-01-01 | 에이스거즈 | 10CM X 900CM | 1ROLL | - | ZHEJIANG SHAOXING YONGFENG SURGICAL DRESSING CO.LTD | 면사 | 에이아이엠에스
K6056020 | 2011-01-01 | 에이스거즈 | 15CM X 900CM | 1ROLL | - | ZHEJIANG SHAOXING YONGFENG SURGICAL DRESSING CO.LTD | 면사 | 에이아이엠에스
K6056032 | 2011-01-01 | 에이스거즈 | 7.5CM X 540CM | 1ROLL | - | ZHEJIANG SHAOXING YONGFENG SURGICAL DRESSING CO.LTD | 면사 | 에이아이엠에스
K6056033 | 2011-01-01 | 에이스거즈 | 10CM X 540CM | 1ROLL | - | ZHEJIANG SHAOXING YONGFENG SURGICAL DRESSING CO.LTD | 면사 | 에이아이엠에스
K6056034 | 2011-01-01 | 에이스거즈 | 15CM X 540CM | 1ROLL | - | ZHEJIANG SHAOXING YONGFENG SURGICAL DRESSING CO.LTD | 면사 | 에이아이엠에스
K6057035 | 2011-01-01 | 바투거즈 | 5CM X 540CM | 1ROLL | - | ZHEJIANG SHAOXING YONGFENG SURGICAL DRESSING CO.LTD | 면사 | 바투코리아
K6057036 | 2011-01-01 | 바투거즈 | 5CM X 900CM | 1ROLL | - | ZHEJIANG SHAOXING YONGFENG SURGICAL DRESSING CO.LTD | 면사 | 바투코리아
K6057037 | 2011-01-01 | 바투거즈 | 7.5CM X 900CM | 1ROLL | - | ZHEJIANG SHAOXING YONGFENG SURGICAL DRESSING CO.LTD | 면사 | 바투코리아
K6057038 | 2011-01-01 | 바투거즈 | 10CM X 900CM | 1ROLL | - | ZHEJIANG SHAOXING YONGFENG SURGICAL DRESSING CO.LTD | 면사 | 바투코리아
K6057039 | 2011-01-01 | 바투거즈 | 15CM X 900CM | 1ROLL | - | ZHEJIANG SHAOXING YONGFENG SURGICAL DRESSING CO.LTD | 면사 | 바투코리아
K6057051 | 2011-01-01 | 바투거즈 | 7.5CM X 540CM | 1ROLL | - | ZHEJIANG SHAOXING YONGFENG SURGICAL DRESSING CO.LTD | 면사 | 바투코리아
K6057052 | 2011-01-01 | 바투거즈 | 10CM X 540CM | 1ROLL | - | ZHEJIANG SHAOXING YONGFENG SURGICAL DRESSING CO.LTD | 면사 | 바투코리아
K6057053 | 2011-01-01 | 바투거즈 | 15CM X 540CM | 1ROLL | - | ZHEJIANG SHAOXING YONGFENG SURGICAL DRESSING CO.LTD | 면사 | 바투코리아
K6059025 | 2011-01-01 | 라파거즈 | 5CMX540CM | 1ROLL | - | ZHEJIANG SHAOXING YONGFENG SURGICAL DRESSING CO. LTD | 면사 | 라파제약
K6059026 | 2011-01-01 | 라파거즈 | 5CMX900CM | 1ROLL | - | ZHEJIANG SHAOXING YONGFENG SURGICAL DRESSING CO. LTD | 면사 | 라파제약
K6059027 | 2011-01-01 | 라파거즈 | 7.5CMX900CM | 1ROLL | - | ZHEJIANG SHAOXING YONGFENG SURGICAL DRESSING CO. LTD | 면사 | 라파제약
K6059028 | 2011-01-01 | 라파거즈 | 10CMX900CM | 1ROLL | - | ZHEJIANG SHAOXING YONGFENG SURGICAL DRESSING CO. LTD | 면사 | 라파제약
K6059029 | 2011-01-01 | 라파거즈 | 15CMX900CM | 1ROLL | - | ZHEJIANG SHAOXING YONGFENG SURGICAL DRESSING CO. LTD | 면사 | 라파제약
K6059041 | 2011-01-01 | 라파거즈 | 7.5CMX540CM | 1ROLL | - | ZHEJIANG SHAOXING YONGFENG SURGICAL DRESSING CO. LTD | 면사 | 라파제약
K6059042 | 2011-01-01 | 라파거즈 | 10CMX540CM | 1ROLL | - | ZHEJIANG SHAOXING YONGFENG SURGICAL DRESSING CO. LTD | 면사 | 라파제약
K6059043 | 2011-01-01 | 라파거즈 | 15CMX540CM | 1ROLL | - | ZHEJIANG SHAOXING YONGFENG SURGICAL DRESSING CO. LTD | 면사 | 라파제약
K6060025 | 2011-01-01 | 휴메딕거즈 | 5CM X 540CM | 1ROLL | - | JIANGSU PROVINCE HUAFANG GROUP CO.LTD | 면사 | 성광메디칼
K6060026 | 2011-01-01 | 휴메딕거즈 | 5CM X 900CM | 1ROLL | - | JIANGSU PROVINCE HUAFANG GROUP CO.LTD | 면사 | 성광메디칼
K6060027 | 2011-01-01 | 휴메딕거즈 | 7.5CM X 900CM | 1ROLL | - | JIANGSU PROVINCE HUAFANG GROUP CO.LTD | 면사 | 성광메디칼
K6060028 | 2011-01-01 | 휴메딕거즈 | 10CM X 900CM | 1ROLL | - | JIANGSU PROVINCE HUAFANG GROUP CO.LTD | 면사 | 성광메디칼
K6060041 | 2011-01-01 | 휴메딕거즈 | 7.5CM X 540CM | 1ROLL | - | JIANGSU PROVINCE HUAFANG GROUP CO.LTD | 면사 | 성광메디칼
K6060042 | 2011-01-01 | 휴메딕거즈 | 10CM X 540CM | 1ROLL | - | JIANGSU PROVINCE HUAFANG GROUP CO.LTD | 면사 | 성광메디칼
K6060043 | 2011-01-01 | 휴메딕거즈 | 15CM X 540CM | 1ROLL | - | JIANGSU PROVINCE HUAFANG GROUP CO.LTD | 면사 | 성광메디칼
K6101001 | 2016-03-01 | BIOCLUSIVE | 3.81CM X 3.81CM | 1장 | - | JOHNSON&JOHNSON | POLYURETHANE+ACRYLATE | 한국존슨앤드존슨메디칼
K6101002 | 2016-03-01 | BIOCLUSIVE | 5.08CM X 7.62CM | 1장 | - | JOHNSON&JOHNSON | POLYURETHANE+ACRYLATE | 한국존슨앤드존슨메디칼
K6101003 | 2016-03-01 | BIOCLUSIVE | 10.16CM X 12.7CM | 1장 | - | JOHNSON&JOHNSON | POLYURETHANE+ACRYLATE | 한국존슨앤드존슨메디칼
K6101004 | 2016-03-01 | BIOCLUSIVE | 12.7CM X 17.78CM | 1장 | - | JOHNSON&JOHNSON | POLYURETHANE+ACRYLATE | 한국존슨앤드존슨메디칼
K6101005 | 2016-03-01 | BIOCLUSIVE | 10.16CM X 25.4CM | 1장 | - | JOHNSON&JOHNSON | POLYURETHANE+ACRYLATE | 한국존슨앤드존슨메디칼
K6101006 | 2016-03-01 | BIOCLUSIVE | 20.32CM X 25.4CM | 1장 | - | JOHNSON&JOHNSON | POLYURETHANE+ACRYLATE | 한국존슨앤드존슨메디칼
K6104001 | 2013-09-01 | OP SITE IV 3000 | 5CM X 4CM | 1장 | - | SMITH&NEPHEW | POLYURETHANE+ACRYLATE | 스미스앤드네퓨
K6104003 | 2013-09-01 | OP SITE IV 3000 | 6CM X 8CM | 1장 | - | SMITH&NEPHEW | POLYURETHANE+ACRYLATE | 스미스앤드네퓨
K6104004 | 2013-09-01 | OP SITE IV 3000 | 6CM X 8.5CM | 1장 | - | SMITH&NEPHEW | POLYURETHANE+ACRYLATE | 스미스앤드네퓨
K6104006 | 2013-09-01 | OP SITE IV 3000 | 10CM X 14CM | 1장 | - | SMITH&NEPHEW | POLYURETHANE+ACRYLATE | 스미스앤드네퓨
K6105001 | 2010-08-01 | ASKINA DERM | 6CM X 7CM | 1장 | - | B.BRAUN | POLYURETHANE+ACRYLATE | 비브라운코리아
K6105002 | 2010-08-01 | ASKINA DERM | 10CM X 12CM | 1장 | - | B.BRAUN | POLYURETHANE+ACRYLATE | 비브라운코리아
K6105003 | 2010-08-01 | ASKINA DERM | 15CM X 20CM | 1장 | - | B.BRAUN | POLYURETHANE+ACRYLATE | 비브라운코리아
K6111801 | 2016-04-01 | INNOMED STERILE DRESSING | 6CM X 7CM | 1EA | - | LONGTERM MEDICAL TECHNOLOGY | 폴리우레탄 레진, 아크릴레이트 폴리머 | 친우엠테크
K6111802 | 2016-04-01 | INNOMED STERILE DRESSING | 10CM X 12CM | 1EA | - | LONGTERM MEDICAL TECHNOLOGY | 폴리우레탄 레진, 아크릴레이트 폴리머 | 친우엠테크
K6113007 | 2011-12-01 | 동영바디패드 | 몸통(앞) | 1EA | - | DONGYOUNG CO. | 황색부직포 + 매쉬코튼 | 동영산업
K6113008 | 2011-12-01 | 동영바디패드 | 몸통(뒤) | 1EA | - | DONGYOUNG CO. | 황색부직포 + 매쉬코튼 | 동영산업
K6113009 | 2011-12-01 | 동영바디패드 | 팬티(앞) | 1EA | - | DONGYOUNG CO. | 황색부직포 + 매쉬코튼 | 동영산업
K6113010 | 2011-12-01 | 동영바디패드 | 팬티(뒤) | 1EA | - | DONGYOUNG CO. | 황색부직포 + 매쉬코튼 | 동영산업
K6113011 | 2011-12-01 | 동영바디패드 | 팔 | 1EA | - | DONGYOUNG CO. | 황색부직포 + 매쉬코튼 | 동영산업
K6113012 | 2011-12-01 | 동영바디패드 | 다리 | 1EA | - | DONGYOUNG CO. | 황색부직포 + 매쉬코튼 | 동영산업
K7001021 | 2016-05-01 | FIXBAND | #0~4 | 1장 | - | SUZHOU TEXNET CO., LTD. / SHANGHAI HUA EN INDUSTRIAL CO., LTD. | POLYAMIDE, LATEX | 에이엠티코리아
K7101011 | 2003-04-01 | 붕대 | 10CM * 900CM | 1EA | - | NOKSAN MEDIC | COTTON | 녹산메딕
K7102011 | 2003-04-01 | 붕대 | 10CM * 540CM | 1EA | - | NOKSAN MEDIC | COTTON | 녹산메딕
K7103011 | 2003-04-01 | 붕대 | 7.5CM * 900CM | 1EA | - | NOKSAN MEDIC | COTTON | 녹산메딕
K7104011 | 2003-04-01 | 붕대 | 7.5CM * 540CM | 1EA | - | NOKSAN MEDIC | COTTON | 녹산메딕
K7105011 | 2003-04-01 | 붕대 | 5CM * 900CM | 1EA | - | NOKSAN MEDIC | COTTON | 녹산메딕
K7106011 | 2003-04-01 | 붕대 | 5CM * 540CM | 1EA | - | NOKSAN MEDIC | COTTON | 녹산메딕
K7201011 | 2003-04-01 | 탄력붕대 | 15CM * 215CM | 1EA | - | NOKSAN MEDIC | COTTON | 녹산메딕
K7202011 | 2003-04-01 | 탄력붕대 | 10CM * 215CM | 1EA | - | NOKSAN MEDIC | COTTON | 녹산메딕
K7203011 | 2003-04-01 | 탄력붕대 | 7.5CM * 215CM | 1EA | - | NOKSAN MEDIC | COTTON | 녹산메딕
K7204011 | 2003-04-01 | 탄력붕대 | 5CM * 215CM | 1EA | - | NOKSAN MEDIC | COTTON | 녹산메딕
K7205007 | 2010-08-01 | 탄력붕대 | 4CM X 400CM | 1EA | - | B.BRAUN | COTTON | 비브라운코리아
K7206007 | 2010-08-01 | 탄력붕대 | 6CM X 400CM | 1EA | - | B.BRAUN | COTTON | 비브라운코리아
K7207007 | 2010-08-01 | 탄력붕대 | 8CM X 400CM | 1EA | - | B.BRAUN | COTTON | 비브라운코리아
K7208007 | 2010-08-01 | 탄력붕대 | 10CM X 400CM | 1EA | - | B.BRAUN | COTTON | 비브라운코리아
K7209007 | 2010-08-01 | 탄력붕대 | 12CM X 400CM | 1EA | - | B.BRAUN | COTTON | 비브라운코리아
K7210007 | 2010-08-01 | 탄력붕대 | 6CM X 500CM | 1EA | - | B.BRAUN | COTTON | 비브라운코리아
K7211007 | 2010-08-01 | 탄력붕대 | 8CM X 500CM | 1EA | - | B.BRAUN | COTTON | 비브라운코리아
K7212007 | 2010-08-01 | 탄력붕대 | 10CM X 500CM | 1EA | - | B.BRAUN | COTTON | 비브라운코리아
K7213007 | 2010-08-01 | 탄력붕대 | 12CM X 500CM | 1EA | - | B.BRAUN | COTTON | 비브라운코리아
K7301010 | 2020-05-01 | 압박스타킹 | 전규격 | 편측 | - | ZENUS CO., LTD. | 스판덱스, 나일론 | ㈜제너스
K7310091 | 2020-08-01 | CALZE OLONA COMPRESSION STOCKING | 전규격 | 편측 | - | CALZE OLONA, SRL | POLYAMIDE +ELASTAN | 바이오닉메디칼
K7310092 | 2020-08-01 | CALZE OLONA ANTI-EMBOLISM COMPRESSION STOCKING | 전규격 | 편측 | - | CALZE OLONA, SRL | POLYAMIDE +ELASTAN | 바이오닉메디칼
K7310310 | 2020-05-01 | 압박스타킹 | 전규격 | 편측 | - | ZENUS CO., LTD. | 스판덱스, 나일론 | (주)제너스
K7420110 | 2017-04-01 | FLOWTRON GARMENT | 전규격 | 편측 | - | ARJOHUNTLEIGH, A BRANCH OF ARJO LTD MED AB | 폴리에스테르 | 엔도써지
K7430110 | 2017-04-01 | FLOWTRON GARMENT | 전규격 | 편측 | - | ARJOHUNTLEIGH, A BRANCH OF ARJO LTD MED AB | 폴리에스테르 | 엔도써지
K7601010 | 2020-08-01 | 레그프리 맞춤형 압박스타킹 상지 | 전규격 | 편측 | - | ZENUS CO., LTD. | 나일론, 스판덱스 | (주)제너스
K7610010 | 2020-08-01 | 레그프리 맞춤형 압박스타킹 하지 | 전규격 | 편측 | - | ZENUS CO., LTD. | 나일론, 스판덱스 | (주)제너스
K7901001 | 2016-01-01 | 복대 |  | 1개 | - | 전업체 | - | 전업체
K8002017 | 2005-05-15 | CASTBANDAGE3" | 3" | 1ROLL | - | SHINHWA | PODOPHYLLUMRESIN | 보인메디칼
K8003017 | 2005-05-15 | CASTBANDAGE4" | 4" | 1ROLL | - | SHINHWA | PODOPHYLLUMRESIN | 보인메디칼
K8005017 | 2005-05-15 | CASTBANDAGE6" | 6" | 1ROLL | - | SHINHWA | PODOPHYLLUMRESIN | 보인메디칼
K8103012 | 2018-04-01 | EZ CAST | SHORT ARM | 1EA | - | DONGHAE MEDICAL.CO.LTD | 폴리에스터 부직포, 폴리우레탄 수지 등 | 동해메디칼
K8103013 | 2018-04-01 | EZ CAST | SHORT LEG | 1EA | - | DONGHAE MEDICAL.CO.LTD | 폴리에스터 부직포, 폴리우레탄 수지 등 | 동해메디칼
K8103014 | 2018-04-01 | EZ CAST | LONG ARM | 1EA | - | DONGHAE MEDICAL.CO.LTD | 폴리에스터 부직포, 폴리우레탄 수지 등 | 동해메디칼
K8103015 | 2018-04-01 | EZ CAST | LONG LEG | 1EA | - | DONGHAE MEDICAL.CO.LTD | 폴리에스터 부직포, 폴리우레탄 수지 등 | 동해메디칼
K8108003 | 2018-05-01 | SMART CAST | SHORT ARM | 1EA | - | SM MEDICAL | 폴리에스터 부직포, 폴리우레탄 수지 등 | 에스엠메디칼
K8108006 | 2018-05-01 | SMART CAST | LONG ARM | 1EA | - | SM MEDICAL | 폴리에스터 부직포, 폴리우레탄 수지 등 | 에스엠메디칼
K8108009 | 2018-05-01 | SMART CAST | SHORT LEG | 1EA | - | SM MEDICAL | 폴리에스터 부직포, 폴리우레탄 수지 등 | 에스엠메디칼
K8108012 | 2018-05-01 | SMART CAST | LONG LEG | 1EA | - | SM MEDICAL | 폴리에스터 부직포, 폴리우레탄 수지 등 | 에스엠메디칼
K8301031 | 2013-04-01 | ALTO SPLINT C | 2" X 10" | 1EA | - | ALTOCHEM | 부직포섬유+FIBERGLASS | 알토켐
K8301106 | 2008-04-01 | PRIMACAST SPLINT | 2" X 10" | 1EA | - | 3M | POLYESTER+POLYURETHANE | 한국쓰리엠
K8301131 | 2013-04-01 | ALTO SPLINT N | 2" X 10" | 1EA | - | ALTOCHEM | 부직포섬유+POLYURETHANE | 알토켐
K8301231 | 2013-04-01 | ALTO SPLINT P | 2" X 10" | 1EA | - | ALTOCHEM | 부직포섬유+POLYESTER | 알토켐
K8305031 | 2013-04-01 | ALTO SPLINT C | 3" X 12" | 1EA | - | ALTOCHEM | 부직포섬유+FIBERGLASS | 알토켐
K8305106 | 2016-03-01 | PRIMACAST SPLINT | 3" X 12" | 1EA | - | 3M | POLYESTER+POLYURETHANE | 한국쓰리엠
K8305131 | 2013-04-01 | ALTO SPLINT N | 3" X 12" | 1EA | - | ALTOCHEM | 부직포섬유+POLYURETHANE | 알토켐
K8305231 | 2013-04-01 | ALTO SPLINT P | 3" X 12" | 1EA | - | ALTOCHEM | 부직포섬유+POLYESTER | 알토켐
K8310031 | 2013-04-01 | ALTO SPLINT C | 3" X 35" | 1EA | - | ALTOCHEM | 부직포섬유+FIBERGLASS | 알토켐
K8310106 | 2008-04-01 | PRIMACAST SPLINT | 3" X 35" | 1EA | - | 3M | POLYESTER+POLYURETHANE | 한국쓰리엠
K8310131 | 2013-04-01 | ALTO SPLINT N | 3" X 35" | 1EA | - | ALTOCHEM | 부직포섬유+POLYURETHANE | 알토켐
K8310231 | 2013-04-01 | ALTO SPLINT P | 3" X 35" | 1EA | - | ALTOCHEM | 부직포섬유+POLYESTER | 알토켐
K8312031 | 2013-04-01 | ALTO SPLINT C | 4" X 15" | 1EA | - | ALTOCHEM | 부직포섬유+FIBERGLASS | 알토켐
K8312106 | 2008-04-01 | PRIMACAST SPLINT | 4" X 15" | 1EA | - | 3M | POLYESTER+POLYURETHANE | 한국쓰리엠
K8312131 | 2013-04-01 | ALTO SPLINT N | 4" X 15" | 1EA | - | ALTOCHEM | 부직포섬유+POLYURETHANE | 알토켐
K8312231 | 2013-04-01 | ALTO SPLINT P | 4" X 15" | 1EA | - | ALTOCHEM | 부직포섬유+POLYESTER | 알토켐
K8314031 | 2013-04-01 | ALTO SPLINT C | 4" X 30" | 1EA | - | ALTOCHEM | 부직포섬유+FIBERGLASS | 알토켐
K8314106 | 2016-03-01 | PRIMACAST SPLINT | 4" X 30" | 1EA | - | 3M | POLYESTER+POLYURETHANE | 한국쓰리엠
K8314131 | 2013-04-01 | ALTO SPLINT N | 4" X 30" | 1EA | - | ALTOCHEM | 부직포섬유+POLYURETHANE | 알토켐
K8314231 | 2013-04-01 | ALTO SPLINT P | 4" X 30" | 1EA | - | ALTOCHEM | 부직포섬유+POLYESTER | 알토켐
K8321031 | 2013-04-01 | ALTO SPLINT C | 5" X 30" | 1EA | - | ALTOCHEM | 부직포섬유+FIBERGLASS | 알토켐
K8321106 | 2016-03-01 | PRIMACAST SPLINT | 5" X 30" | 1EA | - | 3M | POLYESTER+POLYURETHANE | 한국쓰리엠
K8321131 | 2013-04-01 | ALTO SPLINT N | 5" X 30" | 1EA | - | ALTOCHEM | 부직포섬유+POLYURETHANE | 알토켐
K8321231 | 2013-04-01 | ALTO SPLINT P | 5" X 30" | 1EA | - | ALTOCHEM | 부직포섬유+POLYESTER | 알토켐
K8324031 | 2013-04-01 | ALTO SPLINT C | 5" X 45" | 1EA | - | ALTOCHEM | 부직포섬유+FIBERGLASS | 알토켐
K8324106 | 2008-04-01 | PRIMACAST SPLINT | 5" X 45" | 1EA | - | 3M | POLYESTER+POLYURETHANE | 한국쓰리엠
K8324131 | 2013-04-01 | ALTO SPLINT N | 5" X 45" | 1EA | - | ALTOCHEM | 부직포섬유+POLYURETHANE | 알토켐
K8324231 | 2013-04-01 | ALTO SPLINT P | 5" X 45" | 1EA | - | ALTOCHEM | 부직포섬유+POLYESTER | 알토켐
K8325031 | 2013-04-01 | ALTO SPLINT C | 6" X 30" | 1EA | - | ALTOCHEM | 부직포섬유+FIBERGLASS | 알토켐
K8325106 | 2008-04-01 | PRIMACAST SPLINT | 6" X 30" | 1EA | - | 3M | POLYESTER+POLYURETHANE | 한국쓰리엠
K8325131 | 2013-04-01 | ALTO SPLINT N | 6" X 30" | 1EA | - | ALTOCHEM | 부직포섬유+POLYURETHANE | 알토켐
K8325231 | 2013-04-01 | ALTO SPLINT P | 6" X 30" | 1EA | - | ALTOCHEM | 부직포섬유+POLYESTER | 알토켐
K8326031 | 2013-04-01 | ALTO SPLINT C | 6" X 45" | 1EA | - | ALTOCHEM | 부직포섬유+FIBERGLASS | 알토켐
K8326106 | 2008-04-01 | PRIMACAST SPLINT | 6" X 45" | 1EA | - | 3M | POLYESTER+POLYURETHANE | 한국쓰리엠
K8326131 | 2013-04-01 | ALTO SPLINT N | 6" X 45" | 1EA | - | ALTOCHEM | 부직포섬유+POLYURETHANE | 알토켐
K8326231 | 2013-04-01 | ALTO SPLINT P | 6" X 45" | 1EA | - | ALTOCHEM | 부직포섬유+POLYESTER | 알토켐
K8327016 | 2011-08-01 | HYGIA SPLINT (PRE CUT) | SHORT ARM | 1EA | - | WOOSAM MEDICAL | POLYPROPYLENE +POLYURETHANE | 우삼의료기
K8328016 | 2011-08-01 | HYGIASPLINT(PRECUT) | LONGARM | 1EA | - | WOOSAM MEDICAL | POLYPROPYLENE +POLYURETHANE | 우삼의료기
K8329016 | 2011-08-01 | HYGIASPLINT(PRECUT) | SHORTLEG | 1EA | - | WOOSAM MEDICAL | POLYPROPYLENE +POLYURETHANE | 우삼의료기
K8330016 | 2011-08-01 | HYGIASPLINT(PRECUT) | LONGLEG | 1EA | - | WOOSAM MEDICAL | POLYPROPYLENE +POLYURETHANE | 우삼의료기
K8400031 | 2013-04-01 | ALTO SPLINT C | 2" X 450CM | 1EA | - | ALTOCHEM | 부직포섬유+FIBERGLASS | 알토켐
K8400131 | 2013-04-01 | ALTO SPLINT N | 2" X 450CM | 1EA | - | ALTOCHEM | 부직포섬유+POLYURETHANE | 알토켐
K8400231 | 2013-04-01 | ALTO SPLINT P | 2" X 450CM | 1EA | - | ALTOCHEM | 부직포섬유+POLYESTER | 알토켐
K8402031 | 2013-04-01 | ALTO SPLINT C | 3" X 450CM | 1EA | - | ALTOCHEM | 부직포섬유+FIBERGLASS | 알토켐
K8402131 | 2013-04-01 | ALTO SPLINT N | 3" X 450CM | 1EA | - | ALTOCHEM | 부직포섬유+POLYURETHANE | 알토켐
K8402231 | 2013-04-01 | ALTO SPLINT P | 3" X 450CM | 1EA | - | ALTOCHEM | 부직포섬유+POLYESTER | 알토켐
K8403031 | 2013-04-01 | ALTO SPLINT C | 4" X 450CM | 1EA | - | ALTOCHEM | 부직포섬유+FIBERGLASS | 알토켐
K8403131 | 2013-04-01 | ALTO SPLINT N | 4" X 450CM | 1EA | - | ALTOCHEM | 부직포섬유+POLYURETHANE | 알토켐
K8403231 | 2013-04-01 | ALTO SPLINT P | 4" X 450CM | 1EA | - | ALTOCHEM | 부직포섬유+POLYESTER | 알토켐
K8404031 | 2013-04-01 | ALTO SPLINT C | 5" X 450CM | 1EA | - | ALTOCHEM | 부직포섬유+FIBERGLASS | 알토켐
K8404131 | 2013-04-01 | ALTO SPLINT N | 5" X 450CM | 1EA | - | ALTOCHEM | 부직포섬유+POLYURETHANE | 알토켐
K8404231 | 2013-04-01 | ALTO SPLINT P | 5" X 450CM | 1EA | - | ALTOCHEM | 부직포섬유+POLYESTER | 알토켐
K8405031 | 2013-04-01 | ALTO SPLINT C | 6" X 450CM | 1EA | - | ALTOCHEM | 부직포섬유+FIBERGLASS | 알토켐
K8405131 | 2013-04-01 | ALTO SPLINT N | 6" X 450CM | 1EA | - | ALTOCHEM | 부직포섬유+POLYURETHANE | 알토켐
K8405231 | 2013-04-01 | ALTO SPLINT P | 6" X 450CM | 1EA | - | ALTOCHEM | 부직포섬유+POLYESTER | 알토켐
K8502031 | 2013-04-01 | ALTO CAST | 2" | 1EA | - | ALTOCHEM | 폴리디이소네이트 등 | 알토켐
K8502131 | 2013-04-01 | ALTO CAST P | 2" | 1EA | - | ALTOCHEM | POLYESTER+POLYURETHANE | 알토켐
K8502231 | 2013-04-01 | ALTO CAST S | 2" | 1EA | - | ALTOCHEM | POLYESTER+POLYURETHANE | 알토켐
K8503031 | 2013-04-01 | ALTO CAST | 3" | 1EA | - | ALTOCHEM | 폴리디이소네이트 등 | 알토켐
K8503131 | 2013-04-01 | ALTO CAST P | 3" | 1EA | - | ALTOCHEM | POLYESTER+POLYURETHANE | 알토켐
K8503231 | 2013-04-01 | ALTO CAST S | 3" | 1EA | - | ALTOCHEM | POLYESTER+POLYURETHANE | 알토켐
K8504031 | 2013-04-01 | ALTO CAST | 4" | 1EA | - | ALTOCHEM | 폴리디이소네이트 등 | 알토켐
K8504131 | 2013-04-01 | ALTO CAST P | 4" | 1EA | - | ALTOCHEM | POLYESTER+POLYURETHANE | 알토켐
K8504231 | 2013-04-01 | ALTO CAST S | 4" | 1EA | - | ALTOCHEM | POLYESTER+POLYURETHANE | 알토켐
K8505031 | 2013-04-01 | ALTO CAST | 5" | 1EA | - | ALTOCHEM | 폴리디이소네이트 등 | 알토켐
K8505131 | 2013-04-01 | ALTO CAST P | 5" | 1EA | - | ALTOCHEM | POLYESTER+POLYURETHANE | 알토켐
K8505231 | 2013-04-01 | ALTO CAST S | 5" | 1EA | - | ALTOCHEM | POLYESTER+POLYURETHANE | 알토켐
K8506031 | 2013-04-01 | ALTO CAST | 6" | 1EA | - | ALTOCHEM | 폴리디이소네이트 등 | 알토켐
K8506131 | 2013-04-01 | ALTO CAST P | 6" | 1EA | - | ALTOCHEM | POLYESTER+POLYURETHANE | 알토켐
K8506231 | 2013-04-01 | ALTO CAST S | 6" | 1EA | - | ALTOCHEM | POLYESTER+POLYURETHANE | 알토켐
K9001002 | 2011-01-01 | THORACIC CATHETER (CHEST TUBE) | STRAIGHT,ANGLE TYPE | 1EA | - | HYUP SUNG |  | 협성메디칼
K9001003 | 2011-01-01 | THORACIC CATHETER (CHEST TUBE) | STRAIGHT,ANGLE TYPE | 1EA | - | MEDOVATION |  | 인성메디칼
K9001004 | 2011-01-01 | THORACIC CATHETER (CHEST TUBE) | STRAIGHT,ANGLE TYPE | 1EA | - | SE-WOON |  | 세운메디칼
K9001009 | 2011-01-01 | THORACIC CATHETER (CHEST TUBE) | STRAIGHT,ANGLE TYPE | 1EA | - | NISSHO |  | 삼성메디칼
K9001011 | 2011-01-01 | THORACIC CATHETER (CHEST TUBE) | STRAIGHT,ANGLE TYPE | 1EA | - | SMITH MEDICAL INTERNATIONAL LIMITED |  | 파브메드
K9001012 | 2011-01-01 | THORACIC CATHTER (CHEST TUBE) | STRAIGHT, ANGLE TYPE | 1EA | - | MALLINCKRODT MEDICAL INC |  | 타이코헬스케어코리아
K9001014 | 2011-01-01 | THORACIC CATHETER (CHEST TUBE) | STRAIGHT,ANGLE TYPE | 1EA | - | ARGYLE |  | 로얄메디칼
K9001018 | 2011-01-01 | THORACIC CATHETER (CHEST TUBE) | STRAIGHT,ANGLE TYPE | 1EA | - | PACIFIC HOSPITAL SUPPLY CO.,LTD | PVC | 아시아퍼시픽헬스케어
K9001103 | 2011-01-01 | THORACIC CATHETER (CHEST TUBE) | STRAIGHT,ANGLE TYPE | 1EA | - | IN SUNG | PVC | 인성메디칼
K9002011 | 2011-01-01 | THORACIC CATHETER (CHEST TUBE) | TROCAR | 1EA | - | SMITH MEDICAL INTERNATIONAL LIMITED |  | 파브메드
K9002012 | 2011-01-01 | THORACIC CATHER (CHEST TUBE) | TROCAR | 1EA | - | MALLINCKRODT MEDICAL INC |  | 타이코헬스케어코리아
K9003004 | 2011-01-01 | INTERNAL DRAINAGE SET | 전규격 | 1EA | - | SE-WOON | ETHYLENETETRAFLUOROETHYLENE | 세운메디칼
K9004005 | 2010-08-01 | PLEURACAN CATHETER | CHEST BOTTLE 포함 | 1EA | - | B.BRAUN | POLYURETHANE | 비브라운코리아
K9011001 | 2011-01-01 | CHEST BOTTLE | A TYPE | 1EA | - | PENDA |  | 동화판다
K9011002 | 2011-01-01 | CHEST BOTTLE | A TYPE | 1EA | - | HYUP SUNG |  | 협성메디칼
K9011004 | 2011-01-01 | CHEST BOTTLE | A TYPE | 1EA | - | SE-WOON |  | 세운메디칼
K9011010 | 2010-11-01 | CHEST BOTTLE | A TYPE | 1EA | - | SOLCO BIOMEDICAL |  | 솔고바이오메디칼
K9011016 | 2011-01-01 | CHEST BOTTLE | A TYPE | 1EA | - | HA-JIN |  | 하진메디텍
K9011104 | 2011-01-01 | PORTABLE MINI CHEST BOTTLE | A TYPE (200ML) | 1EA | - | SE-WOON | PVC 외 | 세운메디칼
K9012001 | 2011-01-01 | CHEST BOTTLE | B TYPE | 1EA | - | PENDA |  | 동화판다
K9012002 | 2011-01-01 | CHEST BOTTLE | B TYPE | 1EA | - | HYUP SUNG |  | 협성메디칼
K9012004 | 2011-01-01 | CHEST BOTTLE | B TYPE | 1EA | - | SE-WOON |  | 세운메디칼
K9012010 | 2010-11-01 | CHEST BOTTLE | B TYPE | 1EA | - | SOLCO |  | 솔고바이오메디칼
K9012016 | 2011-01-01 | CHEST BOTTLE | B TYPE | 1EA | - | HA-JIN |  | 하진메디텍
K9012019 | 2011-01-01 | THOPAZ CANISTER | B TYPE | 1EA | - | MEDELA AG | POLYPROPYLEN | 맥진메디칼
K9013001 | 2011-01-01 | CHEST BOTTLE | C TYPE | 1EA | - | PENDA | PVC | 동화판다
K9013002 | 2011-01-01 | CHEST BOTTLE | C TYPE | 1EA | - | HYUP SUNG | PVC | 협성메디칼
K9013004 | 2011-01-01 | CHEST BOTTLE C TYPE | C TYPE | 1EA | - | SE-WOON | PVC외 | 세운메디칼
K9013010 | 2010-11-01 | CHEST BOTTLE | 3 BOTTLE SYSTEM | 1EA | - | SOLCO | PVC | 솔고바이오메디칼
K9013014 | 2010-11-01 | CHEST BOTTLE 3 BOTTLE SYSTEM | 3 BOTTLE SYSTEM | 1EA | - | SE-WOON | PVC외 | 세운메디칼
K9013015 | 2004-03-01 | C-3 BOTTLE | 3 BOTTLE SYSTEM | 1EA | - | SCIENCITY | 수지(ABS) | 사이언씨티
K9013016 | 2011-01-01 | CHEST BOTTLE | C TYPE | 1EA | - | HA-JIN |  | 하진메디텍
K9014004 | 2011-01-01 | CHEST BAG | 전규격 | 1EA | - | SE-WOON | PVC 외 | 세운메디칼
K9014005 | 2010-08-01 | PLEUROFIX | 전규격 | 1EA | - | B.BRAUN | PVC | 비브라운코리아
K9101004 | 2011-01-01 | SUMP DRAIN | 전규격 | 1EA | - | SE-WOON | SILICONE | 세운메디칼
K9101017 | 2011-01-01 | SUMP DRAIN SILICONE | 전규격 | 1EA | - | IN SUNG | SILICONE | 인성메디칼
L0001002 | 2012-03-01 | TPN BAG | 0.5ℓ | 1EA | - | BECTON DICKINSON KOREA | PVC | 벡톤디킨슨코리아
L0001004 | 2016-04-01 | ALL-IN-ONE EMPTY EVA CONTAINER | 0.5L | 1EA | - | BAXTER HEALTHCARE CORPORATION OF PUERTO RICO | EVA | 박스터
L0001005 | 2015-07-01 | EXACTA-MIX EMPTY EVA CONTAINER | 0.5L | 1EA | - | BAXA CORPORATION | EVA | 웰니스팜
L0002002 | 2012-03-01 | TPN BAG | 1ℓ | 1EA | - | BECTON DICKINSON KOREA | PVC | 벡톤디킨슨코리아
L0002004 | 2016-04-01 | ALL-IN-ONE EMPTY EVA CONTAINER | 1L | 1EA | - | BAXTER HEALTHCARE CORPORATION OF PUERTO RICO | EVA | 박스터
L0002005 | 2015-07-01 | EXACTA-MIX EMPTY EVA CONTAINER | 1L | 1EA | - | BAXA CORPORATION | EVA | 웰니스팜
L0003004 | 2016-04-01 | ALL-IN-ONE EMPTY EVA CONTAINER | 2L | 1EA | - | BAXTER HEALTHCARE CORPORATION OF PUERTO RICO | EVA | 박스터
L2001001 | 2012-08-01 | CANTOR TUBE | 전규격 | 1EA | - | RUSCH | SOFT RUBBER WITH SILKOLATEX BALLOON | 세운메디칼
L2001002 | 2016-03-01 | MILLER-ABBOT TUBE | 전규격 | 1EA | - | FUJI | SILICONE RUBBER | 인성메디칼
L2001011 | 2012-08-01 | MILLER-ABBOT TUBE | 전규격 | 1EA | - | RUSCH | SOFT RUBBER WITH SILKOLATEX BALLOON | 세운메디칼
L2002003 | 2014-05-01 | ALL SILICONE S-B (SENGSTAKEN-BLAKEMORE) TUBE - 42TYPE (식도용) | 전규격 | 1EA | - | CREATE MEDIC CO.,LTD. | SILICONE | 삼성바이오메드
L2003003 | 2014-05-01 | ALL SILICONE S-B (SENGSTAKEN-BLAKEMORE) TUBE - 52TYPE (위용) | 전규격 | 1EA | - | CREATE MEDIC CO.,LTD. | SILICONE | 삼성바이오메드
L2004003 | 2014-05-01 | ALL SILICONE S-B (SENGSTAKEN-BLAKEMORE) TUBE - 53TYPE (식도, 위용) | 전규격 | 1EA | - | CREATE MEDIC CO.,LTD. | SILICONE | 삼성바이오메드
L3001003 | 2007-07-01 | COLOSTOMY BAG ROSTOMY | 소취형 | 1EA | - | KYUNG IL TECH |  | 경일테크
L3002206 | 2016-04-01 | TANDEM DRAINABLE POUCH | 전규격 | 1EA | - | HOLLISTER INCORPORATED | OPAQUE COEXTRUDED ETHYLENE,VINYL ACETATE BASED COPOLYMER, HIGH ODOR BARR FILM | 맥진양행
L3002306 | 2016-04-01 | NEW IMAGE DRAINABLE POUCH | 전규격 | 1EA | - | HOLLISTER INCORPORATED | BEIGE COEXTRUDED ETHYLENE,VINYL ACETATE BASED COPOLYMER, HIGH ODOR BARR FILM | 맥진양행
L3002606 | 2013-05-01 | TANDEM DRAINABLE MINI-POUCH | 전규격 | 1EA | - | HOLLISTER INCORPORATED | WHITE OPAQUE COEXTRUDED ETHYLENE,VINYL ACETATEBASED COPOLYMER,HIGH ODOR BARRIER FILM | 맥진양행
L3011003 | 2009-05-01 | ONE PIECE COLOSTOMY BAG | 전규격 | 1EA | - | COLOPLAST | - | 맥진메디칼
L3011106 | 2013-05-01 | STOMINAL CLOSED/DRAINABLE POUCH WITH MICROPOROUS ADHESIVE | 전규격 | 1EA | - | HOLLISTER INCORPORATED | POLYETHYLENE FABRIC등 | 맥진양행
L3011206 | 2013-05-01 | STOMINAL CLOSED/DRAINABLE POUCH WITH SYNTHERIC SKIN BARRIER | 전규격 | 1EA | - | HOLLISTER INCORPORATED | POLYISOBUTYLENE등 | 맥진양행
L3021002 | 2004-12-01 | WAFER / FLANGE | 전규격 | 1EA | - | CONVATEC |  | 한국비엠에스제약
L3021003 | 2004-12-01 | PLATE(FLANGE) | 전규격 | 1EA | - | COLOPLAST | CELLULOSE | 맥진양행
L3021004 | 2004-12-01 | FLANGE BIOTROL SYSTEM2 | 전규격 | 1ERA | - | B/BRAUN | POLYETHYLENE | 비브라운코리아
L3021006 | 2004-12-01 | FLANGE | 전규격 | 1EA | - | HOLLISTER |  | 홀리스터아시아 인코퍼레이티드
L3021007 | 2004-12-01 | CHECKCLEAN AUTO SKINBARRIER | 전규격 | 1EA | - | C&C MEDICAL |  | 씨앤씨메디칼
L3021103 | 2004-12-01 | COLOSTOMY CONVEX PLATE | 전규격 | 1EA | - | COLOPLAST A/S |  | 맥진양행
L3101006 | 2016-04-01 | TANDEM UROSTOMY POUCH | 전규격 | 1EA | - | HOLLISTER | ETHYLENE VINYL ACETATE | 맥진양행
L3102002 | 2004-12-01 | SUR-FIT NATURA DURAHESIVE WAFE WITH FLANGE | 전규격 | 1EA | - | CONVATEC |  | 한국비엠에스제약
L3102003 | 2004-12-01 | ALTERNA PLATES | 전규격 | 1EA | - | COLOPLAST |  | 맥진양행
L3102004 | 2004-12-01 | PLATES | 전규격 | 1EA | - | B.BRAUN |  | 비브라운코리아
L3102012 | 2004-12-01 | SUR-FIT AUTOLOCK SOMAHESIVE FLEXIBLE WAFER | 전규격 | 1EA | - | CONVATEC |  | 한국비엠에스제약
L3103002 | 2004-12-01 | SUR-FIT NATURA DURAHESIVE WAFER WITH CONVEX-IT | 전규격 | 1EA | - | CONVATEC |  | 한국비엠에스제약
L3103006 | 2004-12-01 | TENDEM CONVEX SKIN BARRIER | 전규격 | 1EA | - | HOLLISTER INCORPORATED |  | 홀리스터아시아인코퍼레이티드
L3106006 | 2016-04-01 | FLANGE | 전규격 | 1EA | - | HOLLISTER | - | 맥진양행
L3107006 | 2016-04-01 | TENDEM CONVEX SKIN BARRIER | 전규격 | 1EA | - | HOLLISTER INCORPORATED | - | 맥진양행
L4001002 | 2013-05-01 | MARLEX MESH | (10 X 14)IN | 1EA | - | BARD | POLYPROPYLENE | 맥진양행
L4001003 | 2013-05-01 | MARLEX MESH | (2 X 12)IN | 1EA | - | BARD | POLYPROPYLENE | 맥진양행
L4001004 | 2013-05-01 | MARLEX MESH | (3 X 6)IN | 1EA | - | BARD | POLYPROPYLENE | 맥진양행
L4001005 | 2013-05-01 | MARLEX MESH | 2" X 4" | 1EA | - | BARD | POLYPROPYLENE | 맥진양행
L4001006 | 2013-05-01 | MARLEX MESH | 1" X 24" | 1EA | - | BARD | POLYPROPYLENE | 맥진양행
L4001007 | 2013-05-01 | MARLEX MESH | 6" X 6" | 1EA | - | BARD | POLYPROPYLENE | 맥진양행
L4001008 | 2013-05-01 | MARLEX MESH | PRE-SHAPED | 1EA | - | BARD | POLYPROPYLENE | 맥진양행
L4001009 | 2013-05-01 | MARLEX MESH | PRE-SHAPED W /PRE-CUT SPERMATIC CORD OPENING | 1EA | - | BARD | POLYPROPYLENE | 맥진양행
L4003001 | 2013-05-01 | BARD PERFIX PLUG | 전규격 | 1EA | - | BARD | POLYPROPYLENE MONOFILAMENT | 맥진양행
L4012005 | 2014-11-01 | HERNIAMESH | PRE-SHAPED (OVAL PATCH) | 1EA | - | HERNIAMESH S.R.L. | POLYPROPYLENE | 케어렉스
L4014009 | 2014-11-01 | PARIETEX PROGRIP | 전규격 | 1EA | - | SOFRADIM PRODUCTION | POLYESTER | 코비디엔코리아
L4021005 | 2014-11-01 | BIER HERINA MESH5 | 6CM~8CMx10CM~15CM | 1EA | - | ISPMEDICS | POLYPROPYLENE | 아이에스피메딕스
L4021010 | 2014-07-01 | BIER HERINA MESH10 | 30CMx30CM~40CM | 1EA | - | ISPMEDICS | POLYPROPYLENE | 아이에스피메딕스
L4101001 | 2008-12-01 | GYNECARE PROLIFT TOTAL PELVIC FLOOR REPAIR SYSTEM | 전규격 | 1EA | - | ETHICON SARL | POLYPROPYLENE | 한국존슨앤드존슨메디칼
L4101002 | 2015-01-01 | GYNECARE PROLIFT ANTERIOR PELVIC FLOOR REPAIR SYSTEM | 전규격 | 1EA | - | ETHICON SARL | POLYPROPYLENE | 한국존슨앤드존슨메디칼
L4101003 | 2015-01-01 | GYNECARE PROLIFT POSTERIOR PELVIC FLOOR REPAIR SYSTEM | 전규격 | 1EA | - | ETHICON SARL | POLYPROPYLENE | 한국존슨앤드존슨메디칼
L5001999 | 2001-10-01 | HEMODIALYSIS CATHETER | SINGLE | 1EA | - | 전업체 |  | 전업체
L5011008 | 2016-03-01 | DUALYSE-CATHETER | DOUBLE LUMEN | 1EA | - | VYGON | POLYURETHANE | 인성메디칼
L5011047 | 2016-03-01 | DUO FLOW INTERNAL JUGULAR ACCESS CATHETER | DOUBLE LUMEN | 1EA | - | MEDICAL COMPONENTS | PVC/ISOPLAST | 두성바이오메드
L5011999 | 2001-10-01 | HEMODIALYSIS CATHETER | DOUBLE LUMEN | 1EA | - | 전업체 |  | 전업체
L5101002 | 2010-09-01 | TENCKHOFF CATHETER | 전규격 | 1EA | - | FRESENIUS AG |  | FMC코리아
L5101008 | 2016-03-01 | PERITONEAL DIALYSIS MULTI-HOLE ROUND TIP CATHETER | 전규격 | 1EA | - | VYGON | POLYPROPYLENE | 인성메디칼
L5101015 | 2009-02-01 | SEWOON PERITONEAL TENCKHOFF CATHETER | 전규격 | 1EA | - | SE-WOON | SILICONE | 세운메디칼
L5102005 | 2016-03-01 | CATHETER PERITONEAL DIALYSIS | 전규격 | 1EA | - | VAS-CATH | POLYURETHANE | 현대약품공업
L5111012 | 2015-11-01 | SWAN-NECK CATHETER | 전규격 | 1EA | - | FRESENIUS AG | SILICONE | FMC코리아
L5112002 | 2015-11-01 | SWAN-NECK COILED CATHETER |  | 1EA | - | FRESENIUS AG | SILICONE | FMC코리아
L5201004 | 2016-04-01 | ADAPTER, P.D. CATHETER |  | 1EA | - | GAMBRO | TITANIUM | 한국갬브로
L5202002 | 2013-05-01 | C.A.P.D SAFE.LOCK CATHETERADAPTER SN |  | 1EA | - | FRESENIUS AG | - | FMC코리아
L5302002 | 2010-09-01 | TRANSFER SET STAY.SAFE | 6MONTHS | 1EA | - | FRESENIUS AG |  | FMC코리아
L5302004 | 2016-04-01 | C.A.P.D TRANSFER SET | 6MONTHS | 1EA | - | GAMBRO | PVC | 한국갬브로
L5302006 | 2013-04-01 | C.A.P.D TRANSFER SET | 6MONTHS | 1EA | - | G.C.M | - | 녹십자의료공업
L5302007 | 2013-04-01 | TRANSFER SET SAFE.LOCK | 6MONTHS | 1EA | - | FRESENIUS AG | - | 보령제약(의)
L5302015 | 2016-04-01 | SEWOON C.A.P.D CATHETER EXTENSION SET | 6MONTHS | 1EA | - | SE-WOON | SILICONE | 세운메디칼
L5401014 | 2016-04-01 | PRISMA M60 SET | 전규격 | 1EA | - | GAMBRO | - | 한국갬브로
L5401024 | 2016-04-01 | PRISMA M10 SET | 전규격 | 1EA | - | GAMBRO INDUSTRIES | - | 한국갬브로
L5401034 | 2016-04-01 | PRISMA M100 SET | 전규격 | 1EA | - | GAMBRO INDUSTRIES | - | 한국갬브로
L5401040 | 2019-01-01 | MULTIFILTRATE KIT 1 CVVH 400 | 전규격 | 1EA | - | FRESENIUS MEDICAL CARE AG/FRESENIUS MEDICAL CARE GMBH/SISTER S.P.A | POLYSULFONE | 프레제니우스메디칼케어코리아
L5401044 | 2016-04-01 | PRISMA HF 1000 SET | 전규격 | 1EA | - | GAMBRO INDUSTRIES | PAES (POLYARYLETHERSULFONE) | 한국갬브로
L5401094 | 2016-04-01 | PRISMAFLEX HF SET | 전규격 | 1EA | - | GAMBRO INDUSTRIES | POLYARYLETHERSULFONE+POLYVINYLPYRROLIDONE등 | 한국갬브로
L5401340 | 2019-01-01 | MULTIFILTRATE KIT 9 CVVH 1000 | 전규격 | 1EA | - | FRESENIUS MEDICAL CARE AG/FRESENIUS MEDICAL CARE GMBH/SISTER S.P.A | POLYSULFONE | 프레제니우스메디칼케어코리아
L5402104 | 2018-09-01 | PRISMAFLEX ADSORBA KIT | 전규격 | 1EA | - | GAMBRO INDUSTRIES | ACTIVATED CHARCOAL, PVC등 | ㈜박스터
L6001999 | 2001-10-01 | EXTENDED STORAGE PLATELET PHERESIS PACK | WITH FILTER | 1EA | - | 전업체 |  | 전업체
L6002003 | 2014-04-01 | EXTENDED STORAGE PLATELET APHERESIS KIT | 4R2180T | 1EA | - | FENWAL | PVC | 팬월
L6002999 | 2001-10-01 | EXTENDED STORAGE PLATELET PHERESIS PACK | WITHOUT FILTER | 1EA | - | 전업체 |  | 전업체
L6003003 | 2018-08-01 | OPEN SYSTEM APHERESIS KIT |  | 1EA | - | FRESENIUS KABI AG | - | 프레지니우스카비코리아
L6004104 | 2016-04-01 | PRISMA TPE SET | 전규격 | 1EA | - | GAMBRO INDUSTRIE | POLYCABONATE 등 | 한국갬브로
L6004131 | 2015-07-01 | MULTIFILTRATE KIT 6 MPS 2 | 전규격 | 1EA | - | FRESENIUS MEDICAL CARE AG&CO. KGAA | POLYSULFONE, POLYCARBONATE 등 | 프레제니우스메디칼케어코리아
L6011004 | 2013-04-01 | PHERESIS TRANSFER BAG (COLLECTION BAG) | 2000ML 미만 | 1EA | - | G.C.M |  | 녹십자의료공업
L6012003 | 2014-04-01 | TRANSFER PACK WITH COUPLER | 2000ML 이상 | 1EA | - | FENWAL | - | 팬월
L6021003 | 2018-05-01 | PHERESIS ACD SOLUTION |  | 1EA | - | BAXTER | ­ | 프레지니우스카비코리아
L6021004 | 2018-05-01 | PHERESIS ACD SOLUTION |  | 1EA | - | MEDI PHARMA PLAN | TRISODIUM CITRATE+ SALINE 500ML | 녹십자엠에스
L6021014 | 2018-05-01 | 보인-에이.씨.디.에이 액 | 500CC | 1EA | - | TAECHANG INDUSTRIAL CO., LTD(GUMI PLANT) | - | 태창산업㈜구미공장
L6022003 | 2016-05-01 | PHERESIS A-V FISTULA NEEDLE | 전규격 | 1EA | - | NIPRO | ­ | 박스터
L6101009 | 2014-04-01 | SEPACELL (R-500A, R-500N) | 전규격 | 1EA | - | ASAHI | NON WOVEN POLYESTER FILTER | 팬월
L6101109 | 2014-04-01 | SEPACELL (R-500B2(Ⅲ)-1) | 전규격 | 1EA | - | ASAHI | POLYESTER등 | 팬월
L6101999 | 2001-10-01 | LEUKOCYTE REMOVAL FILTER FOR RBC | 전규격 | 1EA | - | 전업체 |  | 전업체
L6102009 | 2014-04-01 | SEPACELL (PLX-5A, 5N, 10A, 10N) | 전규격 | 1EA | - | ASAHI | NON WOVEN POLYESTER FILTER | 팬월
L6102109 | 2014-04-01 | SEPACELL (PLX-5B1) | 전규격 | 1EA | - | ASAHI | POLYESTER등 | 팬월
L6102112 | 2009-02-01 | LRP6BBS | 전규격 | 1EA | - | MEDSEP CORPORATION | POLYESTER, PVC등 | 한국폴
L6102113 | 2009-02-01 | LRP10BBS | 전규격 | 1EA | - | MEDSEP CORPORATION | POLYESTER, PVC등 | 한국폴
L6102999 | 2001-10-01 | LEUKOCYTE REMOVAL FILTER FOR PLATELET | 전규격 | 1EA | - | 전업체 |  | 전업체
L6103012 | 2009-02-01 | RCT400JKK | RCT400JKK | 1EA | - | KAWASUMI LABORATORIES CO.LTD |  | 한국폴
L6302018 | 2010-09-01 | ISOLEX STEM CELLSELECTION KIT |  | 1KIT | - | NEXWELL THERAPEUTICS |  | 이화바이오메딕스
L6304009 | 2015-09-01 | CRYOCYTE FREEZING CONTAINER | 250ML 500ML 750ML | 1EA | - | BAXTER HEALTHCARE CORPORATION | 에틸렌비닐아세테이트 등 | 박스터
L7000010 | 2010-01-01 | N2 UNIVERSAL | 분말7G + 액5ML(5.1G) | 48근 | - | AGSA JAPAN CO.LTD | ZOE+PARAFORM ALDEHYDE | 삼부치과상사
L7000011 | 2010-01-01 | OXYPARA | 분말10G + 액 15ML(15.4G) | 102근 | - | AGSA JAPAN CO.LTD | ZOE + CRESOL | 삼부치과상사
L7000020 | 2010-01-01 | TUBLI-SEAL | 베이스15G+카타리스트3.5G | 74근 | - | SYBRON ENDO | ZOE | 신흥
L7000021 | 2010-01-01 | NOGENOLROOT CANAL SEALER | 베이스3G+카타리스트6G | 36근 | - | GC AMERICA.INC. | ZINC OXIDE+BARIUM SULFATE+RESIN | 신흥
L7000030 | 2010-01-01 | ZOBSEAL | 분말15G + 액7ML(7.2G) | 89근 | - | METABIOMED | ZOE | 메타바이오메드
L7001001 | 2006-06-01 | BIOMESH | 전규격 | 1PACK | - | SAMYANG | PGA+PLA+PLGA | 삼양메디케어
L7001020 | 2010-01-01 | SEALAPEX | 베이스12G+카타리스트12G | 200근 | - | SYBRON ENDO | CALCIUM HYDROXIDE+BARIUM SULFATE+SALICYLATE RESIN | 신흥
L7001021 | 2010-01-01 | APEXIT PLUS | 베이스6G+카타리스트6G | 100근 | - | VIVADENT ETS | CALCIUM HYDROXIDE+HYDRATED COLLOPHONIUM+DISALICYLATE+BISMUTH HYDROXIDE | 신흥
L7002001 | 2005-07-15 | DEMBONE | 0.5CC | 1병 | - | PA.TISSUE BANK |  | 정산바이오메드
L7002002 | 2005-07-15 | DEMBONE | 1CC | 1병 | - | PA.TISSUE BANK |  | 정산바이오메드
L7002030 | 2010-01-01 | ADSEAL | 13.5G | 70근 | - | METABIOMED | BISMUTH SUCCARBONTE+AMINE+SILVER+EPOXY BISPHENOL RESIN | 메타바이오메드
L7002080 | 2010-01-01 | AH26 | 파우더 8G + 레진 10G | 100근 | - | DENTSPLY DE TREY GMBH | BISMUTH OXIDE+EPOXY RESIN | 덴츠플라이코리아
L7002081 | 2010-01-01 | AH PLUS | PASTE(4ML+4ML) | 153근 | - | DENTSPLY DETREY GMBH | CALCIUM TUNGSTATE(55%)+EPOXIDE RESINS(29%)등/ CALCIUM TUNGSTATE(64%) AMINES(17%)등 | 덴츠플라이코리아
L7002082 | 2010-01-01 | AH PLUS JET STARTER KIT | SYRINGE(15G) | 83근 | - | DENTSPLY DETREY GMBH | CALCIUM TUNGSTATE(55%)+EPOXIDE RESINS(29%)등/ CALCIUM TUNGSTATE(64%) AMINES(17%)등 | 덴츠플라이코리아
L7002200 | 2010-01-01 | EZ-FILL INTRODUCER KIT | 파우더 8G + 레진 7.5G | 86근 | - | ESSENTIAL DENTAL SYSTEM INC | POLY ENDCACOEC+BISMUTH SUCCARBONTE+ETHYLENE GLYCO | 한진덴탈
L7003001 | 2006-06-01 | BBP | 0.25CC | 1병 | - | OSCOTEC | BOVINE | 오스코텍
L7003002 | 2006-06-01 | BBP | 0.5CC | 1병 | - | OSCOTEC | BOVINE | 오스코텍
L7003003 | 2006-06-01 | BBP | 1.0CC | 1병 | - | OSCOTEC | BOVINE | 오스코텍
L7003004 | 2006-06-01 | BBC | 1.0CC | 1병 | - | OSCOTEC | BOVINE | 오스코텍
L7003005 | 2006-06-01 | BBB | 5X5X10MM | 1병 | - | OSCOTEC | BOVINE | 오스코텍
L7004001 | 2006-06-01 | BIO-OSS | 0.25G | 1병 | - | OSTEOHEALTH | BOVINE | 정산바이오메드
L7004002 | 2006-06-01 | BIO-OSS | 0.5G | 1병 | - | OSTEOHEALTH | BOVINE | 정산바이오메드
L7004003 | 2006-06-01 | BIO-OSS | 2.0G | 1병 | - | OSTEOHEALTH | BOVINE | 정산바이오메드
L7005001 | 2006-06-01 | CERASORB | 0.5g | 1병 | - | CURASAN AG | TRICALCIUM PHOSPHATE | 비아이트레이딩
L7006001 | 2006-06-01 | DEMINERALISIERTE HUMAN-KNOCHENMATRIX | 1CC | 1EA | - | DIZG DEUTSCHES INSTITUT FUR ZELL | HUMAN CORTICAL POWDER | 한솔메디칼
L7007001 | 2006-06-01 | MBCP | 0.25G | 1개 | - | BIOMATLANTE | HYDROXYAPATITE+TRICALCIUM PHOSPHATE BETA | 푸르고
L7007002 | 2006-06-01 | MBCP | 1G | 1개 | - | BIOMATLANTE | HYDROXYAPATITE+TRICALCIUM PHOSPHATE BETA | 푸르고
L7008001 | 2006-06-01 | DEMINERALIZED CORTIAL POWDER | 0.25CC | 1EA | - | MUSCULOSKELETAL TRANSPLANT FOUNDATION | HUMAN BONE | 서전엠디에스
L7008002 | 2006-06-01 | DEMINERALIZED CORTIAL POWDER | 0.5CC | 1EA | - | MUSCULOSKELETAL TRANSPLANT FOUNDATION | HUMAN BONE | 서전엠디에스
L7008003 | 2006-06-01 | DEMINERALIZED CORTIAL POWDER | 1CC | 1EA | - | MUSCULOSKELETAL TRANSPLANT FOUNDATION | HUMAN BONE | 서전엠디에스
L7008004 | 2006-06-01 | MINERALIZED CORTIAL POWDER | 0.25CC | 1EA | - | MUSCULOSKELETAL TRANSPLANT FOUNDATION | HUMAN BONE | 서전엠디에스
L7008005 | 2006-06-01 | MINERALIZED CORTIAL POWDER | 0.5CC | 1EA | - | MUSCULOSKELETAL TRANSPLANT FOUNDATION | HUMAN BONE | 서전엠디에스
L7008006 | 2006-06-01 | MINERALIZED CORTIAL POWDER | 1CC | 1EA | - | MUSCULOSKELETAL TRANSPLANT FOUNDATION | HUMAN BONE | 서전엠디에스
L7009001 | 2006-06-01 | MULTI-SITE | 전규격 | 1KIT | - | ATRIX | PLA+NMP | 코오롱제약
L7010001 | 2006-06-01 | EMDOGAIN GEL | 0.3CC | 1EA | - | BIORA AB | ENAMEL MATRIX DERIVATIVE(PORCINE)+PROPYLENEGLYCOL ALGINATE | 한스바이오메드
L7010002 | 2006-06-01 | EMDOGAIN GEL | 0.7CC | 1EA | - | BIORA AB | ENAMEL MATRIX DERIVATIVE(PORCINE)+PROPYLENEGLYCOL ALGINATE | 한스바이오메드
L7010020 | 2010-01-01 | VITAPEX | 2G | 25근 | - | NEO DENTAL | CALCIUM HYDROXIDE+IODOFORM | 신흥
L7010030 | 2010-01-01 | METAPEX | 2G | 25근 | - | METABIOMED | CALCIUM HYDROXIDE+IODOFORM | 메타바이오메드
L7010050 | 2010-01-01 | DIAPEX | 2G | 25근 | - | BISCO.INC | CALCIUM HYDROXIDE+IODOFORM | 다야몬드치재
L7010300 | 2010-01-01 | WELL-PEX | 2G | 25근 | - | VERICOM CO.,LTD | 수산화칼슘(35%)+요오드포름(40%) +SILICON OIL(22%) +OTHERS(3%) | 베리콤
L7010301 | 2010-01-01 | DIAPEX PLUS | 2G | 25근 | - | VERICOM CO.,LTD | CALCIUM HYDROXIDE+IODOFORM+SILICON OIL 등 | 베리콤
L7011001 | 2006-06-01 | TEFGEN-FD | 25X30MM(TFS30) | 1EA | - | LIFECORE BIOMEDICAL, INC | PTFE | 서전엠디에스
L7011002 | 2006-06-01 | TEFGEN-FD | 25X60MM(TFR60) | 1EA | - | LIFECORE BIOMEDICAL, INC | PTFE | 서전엠디에스
L7011003 | 2006-06-01 | TEFGEN-PLUS | 25X30MM(TPS30) | 1EA | - | LIFECORE BIOMEDICAL, INC | PTFE | 서전엠디에스
L7011004 | 2006-06-01 | TEFGEN-PLUS | 25X60MM(TPR60) | 1EA | - | LIFECORE BIOMEDICAL, INC | PTFE | 서전엠디에스
L7011005 | 2006-06-01 | TEFGEN-PLUS | 25X30MM(TPH30) | 1EA | - | LIFECORE BIOMEDICAL, INC | PTFE | 서전엠디에스
L7011006 | 2006-06-01 | TEFGEN-PLUS | 18X10MM(TPP18) | 1EA | - | LIFECORE BIOMEDICAL, INC | PTFE | 서전엠디에스
L7011007 | 2006-06-01 | TEFGEN-PLUS | 25X18MM(TPW25) | 1EA | - | LIFECORE BIOMEDICAL, INC | PTFE | 서전엠디에스
L7011008 | 2006-06-01 | CAPSET | 1.0G | 1EA | - | LIFECORE BIOMEDICAL, INC | CALCIUM SULFATE | 서전엠디에스
L7011020 | 2010-01-01 | CALCIPEX | 2G | 25근 | - | NISHIKA | CALCIUM HYDROXIDE+BARIUM SULFATE | 신흥
L7011021 | 2010-01-01 | APEXCAL | 2.5G | 31근 | - | VIVADENT ETS | CALCIUM HYDROXIDE+BISMUTH CARBONATE+POLYEHYLENE GLYCOL | 신흥
L7011030 | 2010-01-01 | METAPASTE | 2G | 25근 | - | METABIOMED | CALCIUM HYDROXIDE+BARIUM SULFATE | 메타바이오메드
L7011040 | 2010-01-01 | CALCICUR | 2ML(2.3G) | 29근 | - | VOCO GMBH | CALCIUM HYDROXIDE+BARIUM SULFATE | 제이무역
L7011300 | 2010-01-01 | WELL-PASTE | 2G | 25근 | - | VERICOM CO.,LTD | 수산화칼슘(25%) + 황산바륨(25%) +ALUMINA(5%)+GLYCOL(30%)+ALUMINIUM OXIDE(5%) | 베리콤
L7011301 | 2010-01-01 | DIAPASTE | 2G | 25근 | - | VERICOM CO.,LTD | CALCIUM HYDROXIDEBARIUM SULFATE+TITANIUM OXIDE+ALUMINIUM OXIDE 등 | 베리콤
L7012001 | 2006-06-01 | BIO-GIDE | 13X25MM | 1EA | - | OSTEOHEALTH | BOVINE COLLAGEN FIBERS | 정산바이오메드
L7012002 | 2006-06-01 | BIO-GIDE | 25X25MM | 1EA | - | OSTEOHEALTH | BOVINE COLLAGEN FIBERS | 정산바이오메드
L7013001 | 2006-06-01 | GORE-TEX OSS-EOQUEST | 25MMX30MM(OQ2530) | 1EA | - | W.L GORE | PGA+PLA | 신흥
L7013002 | 2006-06-01 | GORE-TEX RESOLUT XT | 30MMX33MM (WRAPAROUND, XLARGE) | 1EA | - | W.L GORE | PGA+PLA | 신흥
L7013003 | 2006-06-01 | GORE-TEX RESOLUT XT | 14MMX30MM(6MMX5MM) (ANTERIOR, INTERPROXIMAL) | 1EA | - | W.L GORE | PGA+PLA | 신흥
L7013004 | 2006-06-01 | GORE-TEX RESOLUT XT | 25MMX30MM(6MMX6MM) (POSTERIOR, INTERPROXIMAL) | 1EA | - | W.L GORE | PGA+PLA | 신흥
L7013005 | 2006-06-01 | GORE-TEX RESOLUT XT | 20MM X 30MM(4MM X 4.5MM), (PREMOLAR/MOLAR INTERPROXIMAL) | 1EA | - | W.L GORE | PGA+PLA | 신흥
L7013006 | 2006-06-01 | GORE-TEX RESOLUT XT | 19MM X 13MM (SINGLE TOOTH, NARROW XLARGE) | 1EA | - | W.L GORE | PGA+PLA | 신흥
L7013007 | 2006-06-01 | GORE-TEX RESOLUT XT | 23MM X 19MM (POSTERIOR,WRAPAROUND) | 1EA | - | W.L GORE | PGA+PLA | 신흥
L7013008 | 2006-06-01 | GORE-TEX RESOLUT XT | 9MMX19MM(7MM X19MM)(RECESSION) | 1EA | - | W.L GORE | PGA+PLA | 신흥
L7013009 | 2006-06-01 | GORE-TEX RESOLUT XT | 16MM X 11MM (SINGLE TOOTH ,WIDE) | 1EA | - | W.L GORE | PGA+PLA | 신흥
L7013010 | 2006-06-01 | GORE-TEX REGENERATIVE MEMBRANE | STANDARD 16MM X 9MM (SINGLE TOOTH,NARROW) | 1EA | - | W.L GORE | EPTFE | 신흥
L7013011 | 2006-06-01 | GORE-TEX REGENERATIVE MEMBRANE | STANDARD 19MM X 13MM (SINGLE TOOTH,NARROW XLARGE) | 1EA | - | W.L GORE | EPTFE | 신흥
L7013012 | 2006-06-01 | GORE-TEX REGENERATIVE MEMBRANE | STANDARD 16MM X 9MM (SINGLE TOOTH,WIDE) | 1EA | - | W.L GORE | EPTFE | 신흥
L7013013 | 2006-06-01 | GORE-TEX REGENERATIVE MEMBRANE | STANDARD 18MM X 13MM (SINGLE TOOTH,WIDE X LARGE) | 1EA | - | W.L GORE | EPTFE | 신흥
L7013014 | 2006-06-01 | GORE-TEX REGENERATIVE MEMBRANE | STANDARD 19MM X 8MM (ANTERIOR, WRAPAROUND) | 1EA | - | W.L GORE | EPTFE | 신흥
L7013015 | 2006-06-01 | GORE-TEX REGENERATIVE MEMBRANE | STANDARD 23MM X 9MM (POSTERIOR, WRAPAROUND) | 1EA | - | W.L GORE | EPTFE | 신흥
L7013016 | 2006-06-01 | GORE-TEX REGENERATIVE MEMBRANE | STANDARD 30MM X 33MM (30MM X 23MM) (WRAPAROUND) | 1EA | - | W.L GORE | EPTFE | 신흥
L7013017 | 2006-06-01 | GORE-TEX REGENERATIVE MEMBRANE | STANDARD 14MM X 30MM(5.5MM X 6MM) (ANTERIOR,INTERPROXIMAL) | 1EA | - | W.L GORE | EPTFE | 신흥
L7013018 | 2006-06-01 | GORE-TEX REGENERATIVE MEMBRANE | STANDARD 25MM X 30MM(6MM X 8MM) (POSTERIOR, INTERPROXIMAL) | 1EA | - | W.L GORE | EPTFE | 신흥
L7013019 | 2006-06-01 | GORE-TEX REGENERATIVE MEMBRANE | TITANIUM REINFORCED 19MM X 13MM (SINGLE TOOTH ,NARROW XLARGE) | 1EA | - | W.L GORE | EPTFE+TITANIUM | 신흥
L7013020 | 2006-06-01 | GORE-TEX REGENERATIVE MEMBRANE | TITANIUM REINFORCED 18MM X 13MM (SINGLE TOOTH ,WIDE XLARGE) | 1EA | - | W.L GORE | EPTFE+TITANIUM | 신흥
L7013021 | 2006-06-01 | GORE-TEX REGENERATIVE MEMBRANE | TITANIUM REINFORCED 30MM X 33MM (30MM X 23MM) (WRAPAROUND.XLARGE) | 1EA | - | W.L GORE | EPTFE+TITANIUM | 신흥
L7013022 | 2006-06-01 | GORE-TEX REGENERATIVE MEMBRANE | TITANIUM REINFORCED 14MMX30MM (5.5MM X 6MM) (ANTERIOR,INTERPROXIMAL) | 1EA | - | W.L GORE | EPTFE+TITANIUM | 신흥
L7013023 | 2006-06-01 | GORE-TEX REGENERATIVE MEMBRANE | TITANIUM REINFORCED 25MMX30MM (6MMX8MM) (POSTERIOR, INTERPROXIMAL) | 1EA | - | W.L GORE | EPTFE+TITANIUM | 신흥
L7014001 | 2006-06-01 | CORT. BONE DEM. | 0.5CC | 1EA | - | COMMUNITY BLOOD CENTER/COMMUNITY TISSUE SERVICES | HUMAN BONE | 두성인터내셔날
L7014002 | 2006-06-01 | CORT. BONE DEM. | 1CC | 1EA | - | COMMUNITY BLOOD CENTER/COMMUNITY TISSUE SERVICES | HUMAN BONE | 두성인터내셔날
L7015001 | 2006-06-01 | TERUPLUG | M SIZE (15MM X 25MM) | 1EA | - | TERUMO CORPORATION | BOVINE COLLAGEN | 한국테루모
L7015002 | 2006-06-01 | TERUPLUG | S SIZE (8MM X 25MM) | 1EA | - | TERUMO CORPORATION | BOVINE COLLAGEN | 한국테루모
L7015003 | 2006-06-01 | TERUPLUG | SS SIZE (8MM X 15MM) | 1EA | - | TERUMO CORPORATION | BOVINE COLLAGEN | 한국테루모
L7020030 | 2010-01-01 | GUTTA PERCHA POINT | 120개 | 50근 | - | METABIOMED | GUTTA PERCHA ZINC OXIDE | 메타바이오메드
L7020050 | 2010-01-01 | GUTTA PERCHA POINT | 120개 | 50근 | - | DIADENT | GUTTA PERCHA ZINC OXIDE | 다야몬드치재
L7020100 | 2010-01-01 | GUTTA PERCHA POINT | 120개 | 50근 | - | SURE DENT | GUTTA PERCHA ZINC OXIDE | 슈어덴트
L7020120 | 2010-01-01 | GUTTA PERCHA POINT | 120개 | 50근 | - | ACEONEDENT | GUTTA PERCHA ZINC OXIDE | 에이존덴트코리아산업사
L7020330 | 2010-01-01 | GUTTA PERCHA POINT | 120개 | 50근 | - | SPIDENT CO, LTD | GUTTA PERCHA ZINC OXIDE | 스피덴트
L7020370 | 2010-01-01 | GUTTA PERCHA POINT | 120개 | 50근 | - | PEARL DENT CO., LTD | GUTTA PERCHA ZINC OXIDE | 펄덴트코리아
L7020380 | 2010-01-01 | GUTTA PERCHA | 60개 | 25근 | - | VDW GMBH | NATURAL GUTTA PERCHA ZINC OXIDE, BARIUM SULPHATE | 오스템임플란트
L7020390 | 2010-01-01 | GUTTA PERCHA POINT | 120개 | 50근 | - | GAPADENT | GUTTA PERCHA ZINC OXIDE | 대원의료기
L7030180 | 2007-04-01 | C.P | 30ML | 150근 | - | HUONS | PHENOL | 휴온스
L7030320 | 2010-01-01 | C.P | 30ML | 150근 | - | SUNG KWANG PHARM CO.LTD. | 페놀+디캄파 | 성광제약
L7031011 | 2010-01-01 | 무라카미 F C | 25ML | 125근 | - | AGSA | 포르말린+크레졸+에탄올 | 삼부치과상사
L7031020 | 2010-01-01 | F.C | 30ML | 150근 | - | JAPAN DEANTAL PHARMACEUTIC.NISHIKA | FORMALIN CRESOL | 신흥
L7031180 | 2007-04-01 | F.C | 30ML | 150근 | - | HUONS | FORMALINCRESOL | 휴온스
L7031321 | 2010-01-01 | F.C | 30ML | 150근 | - | SUNG KWANG PHARM CO.LTD. | 포르말린+크레졸+무스에탄올 | 성광제약
L7031350 | 2010-01-01 | 일청포르말린크레솔액 | 15ML | 75근 | - | PREVEST DENPRO LIMITED | 포르말린+크레졸+글리세린 | 일청상사
L7031351 | 2010-01-01 | 일청포르말린크레솔액 | 30ML | 150근 | - | PREVEST DENPRO LIMITED | 포르말린+크레졸+글리세린 | 일청상사
L7040030 | 2010-01-01 | PAPER POINT | 200개 | 100근 | - | METABIOMED | PAPER | 메타바이오메드
L7040050 | 2010-01-01 | PAPER POINT | 200개 | 100근 | - | DIADENT | PAPER | 다야몬드치재
L7040100 | 2010-01-01 | PAPER POINT | 200개 | 100근 | - | SURE DENT COPERATION | PAPER | 슈어덴트
L7040120 | 2010-01-01 | PAPER POINT | 200개 | 100근 | - | ACEONEDENT | PAPER | 에이존덴트코리아산업사
L7040330 | 2010-01-01 | PAPER POINT | 200개 | 100근 | - | SPIDENT CO, LTD | PAPER | 스피덴트
L7040370 | 2010-01-01 | PAPER POINT | 200개 | 100근 | - | PEARL DENT CO., LTD | PAPER | 펄덴트코리아
L7040380 | 2010-01-01 | PAPER POINT | 120개 | 60근 | - | VDW GMBH | PURE HIGHLY ABSORBENT PAPER | 오스템임플란트
L7040390 | 2010-01-01 | PAPER POINT | 200개 | 100근 | - | GAPADENT | PAPER | 대원의료기
L7050030 | 2010-01-01 | MD-CHELCREAM (SYRINGE TYPE) | 8GX 2 | 175근 | - | METABIOMED | EDTA +PEG | 메타바이오메드
L7050140 | 2010-01-01 | RC PREP (SYRINGE TYPE) | 9G X 2 | 200근 | - | MEDICAL PRODUCTS | EDTA UREA PEROXIDE | 조광덴탈
L7050300 | 2010-01-01 | WELL-PREP (SYRINGE TYPE) | 6G X 3 | 200근 | - | VERICOM | EDTA 등 | 베리콤
L7050301 | 2010-01-01 | DIA-PREP PLUS(SYRINGE TYPE) | 6.0G X 2 | 133근 | - | VERICOM CO.,LTD | ETHYLENEDIAMINETETRAACETIC ACID(EDTA), UREA HYDROGEN PEROXIDE 등 | 베리콤
L7050330 | 2010-01-01 | SOFTPREP(SYRINGE TYPE) | 6.0G X 2 | 133근 | - | SPIDENT | ETHYLENEDIAMINETETRAACETIC ACID DISODIUM SALT DUHYDRARE(EDTA), ETHYLENE GLYCOL등 | 스피덴트
L7050331 | 2010-01-01 | SOFTPREP(SYRINGE TYPE) | 1.5G X 4 | 66근 | - | SPIDENT | ETHYLENEDIAMINETETRAACETIC ACID DISODIUM SALT DUHYDRARE(EDTA), ETHYLENE GLYCOL등 | 스피덴트
L7050400 | 2010-01-01 | DENTTO PREP EDTA CREAM | 3.5G X 4 | 155근 | - | MORE M&D | EDTA +PEG + UHP | 모아엠앤디
L7051140 | 2010-01-01 | RC PREP (JAR TYPE) | 18G X 1 | 200근 | - | MEDICAL PRODUCTS | EDTA UREA PEROXIDE | 조광덴탈
L7051300 | 2010-01-01 | WELL-PREP (JAR TYPE) | 18G X 1 | 200근 | - | VERICOM | EDTA 등 | 베리콤
L7101001 | 2006-06-01 | KETAC-SILVER APLICAP | APLICAP 360mg | 1캅셀 | - | 3M ESPE | CALCIUM ALUMINIUM FLUOROSILICATE WITH 50% GLASS-SINTERED SILVER POWDER외 | 한국쓰리엠
L7102001 | 2006-06-01 | KETAC-SILVER | POWDER 25G+LIQUID 12ML | 50회 | - | 3M ESPE | CALCIUM ALUMINIUM FLUOROSILICATE WITH 50% GLASS-SINTERED SILVER POWDER외 | 한국쓰리엠
L7102002 | 2004-05-01 | CHELON - SILVER | LIQUID 12ML | 1병 | - | ESPE | POLYETHYLENE POLYCARBONIC ACID | 영진종합상사
L7200010 | 2010-01-01 | EUGENOL CEMENT | 분말50G+액20ML (21.2G) | 50회 | - | AGSA JAPAN CO.LTD | EUGENOL/ZINC OXIDE | 삼부치과상사
L7200020 | 2010-01-01 | ZINC OXIDE EUGENOL USP | 분말453G+액120ML (127.7G) | 50회 | - | SULTAN CHEMISTS INC | ZnO/ROSIN EUGENOL | 신흥
L7201001 | 2006-12-01 | MN2 | 7G | 100근 | - | 전업체 |  | 전업체
L7201002 | 2006-12-01 | N2 | 7G | 100근 | - | 전업체 |  | 전업체
L7201003 | 2006-12-01 | 트리오징크 |  | 100근 | - | 전업체 |  | 전업체
L7201004 | 2006-12-01 | 크리원 | 10G | 50근 | - | 전업체 |  | 전업체
L7201005 | 2006-12-01 | 카날실러 |  | 50근 | - | 전업체 |  | 전업체
L7201006 | 2006-06-01 | AH26 | POWDER 8G+RESIN 10G | 100근 | - | DENTSPLY DE TREY GMBH | POWDER(BISMUTH OXIDE외) +RESIN(EPOXY RESIN) | 덴츠플라이지점
L7201007 | 2006-12-01 | 펄프카날실러 | 10G | 50근 | - | 전업체 |  | 전업체
L7201008 | 2006-12-01 | 비타팩스 | 2G | 50근 | - | 전업체 |  | 전업체
L7201009 | 2006-12-01 | 가타파차포인트(국산) | 120개 | 50근 | - | 전업체 |  | 전업체
L7201010 | 2006-12-01 | SEALAPEX | 12G+12G | 60근 | - | 전업체 |  | 전업체
L7201011 | 2006-06-01 | METAPASTE | 2G | 50근 | - | META BIOMED |  | 메타치재
L7201012 | 2006-06-01 | ADSEAL | 13.5G | 70근 | - | META BIOMED |  | 메타바이오메드
L7201013 | 2006-06-01 | EZ-FILL INTRODUCER KIT | 파우더 8G + 레진 7.5G | 86근 | - | ESSENTIAL DENTAL SYSTEM INC | BISMUTH OXIDE +AMINE(METHENAMINE)+SILVER +EPOXY-BIS-PHENOL A RESIN LIQUID | 한진덴탈
L7201014 | 2006-06-01 | DIAPEX | 2G | 50근 | - | BISCO, INC | CALCIUM HYDROXIDE+ LODOFORM 등 | 다야몬드치재
L7201030 | 2010-01-01 | MD-TEMP | 40G | 111회 | - | METABIOMED | ZINC OXIDE+ZINC SULFATE | 메타바이오메드
L7201111 | 2006-06-01 | METAPEX | 2G | 50근 | - | META BIOMED |  | 메타치재
L7201160 | 2010-01-01 | CAVITON | 30G | 83회 | - | GC CORPORATION | ZINC OXIDE EUGENOL | 지-씨코리아
L7202080 | 2010-01-01 | IRM | 분말38G+액14ML(14.9G) | 70회 | - | DENTSPLY CAULK | ZINC OXIDE/PPMA | 덴츠플라이코리아
L7203020 | 2010-01-01 | HY BOND ZINC CEMENT | 분말125G+액60ML(100G) | 162회 | - | SHOUF INC. | ZINC OXIDE ZINC FLUORIDE PHOSPHORIC ACID | 신흥
L7203060 | 2010-01-01 | FLECK'S ZINC CEMENT | 분말29G+액15ML(25G) | 39회 | - | MIZZY INC. | ZINC OXIDE PHOSPHORIC ACID | 대명실업
L7210020 | 2011-01-01 | CAVITEC | 베이스19G+카타리스트7G | 58회 | - | KERR | ZINC OXIDE EUGENOL | 신흥
L7211020 | 2011-01-01 | LIFE | 베이스12G+카타리스트12G | 77회 | - | KERR | CALCIUM HYDROXIDE | 신흥
L7211040 | 2011-01-01 | CALCIMOL | 베이스13G+카타리스트11G | 77회 | - | VOCO GMBH | CALCIUM HYDROXIDE 51% +SALICYLIC ACID ESTER 25.5% +ZINC OXIDE | 제이무역
L7211080 | 2011-01-01 | DYCAL | 베이스13G+카타리스트11G | 77회 | - | DENTSPLY CAULK | CALCIUM HYDROXIDE | 덴츠플라이코리아
L7221001 | 2006-12-01 | CMC |  | 200근 | - | 전업체 |  | 전업체
L7221002 | 2006-12-01 | 소디움하이포크로라이트 | 500ML | 100근 | - | 전업체 |  | 전업체
L7221003 | 2006-12-01 | 페리오돈 |  | 200근 | - | 전업체 |  | 전업체
L7221004 | 2006-12-01 | C.P(국산) | 30ML | 150근 | - | 전업체 |  | 전업체
L7221005 | 2006-12-01 | F.C(국산) | 30ML | 150근 | - | 전업체 |  | 전업체
L7221006 | 2006-12-01 | 페퍼포인트(국산) | 200개 | 100근 | - | 전업체 |  | 전업체
L7221007 | 2006-12-01 | R,C PREP |  | 200근 | - | 전업체 |  | 전업체
L7221008 | 2011-01-01 | MD | 40G X 2 | 160근 | - | META BIOMED | EDTA | 메타바이오메드
L7221009 | 2006-06-01 | MD-CHELCREAM | 8G×2 | 175근 | - | META BIOMED | EDTA + PEG | 메타바이오메드
L7221010 | 2006-06-01 | WELL-PREP(SYRINGE TYPE) | 6G X 3 | 200근 | - | VERICOM | EDTA등 | 베리콤
L7221011 | 2006-06-01 | WELL-PREP(JAR TYPE) | 18G X 1 | 1EA | - | VERICOM | EDTA등 | 베리콤
L7230130 | 2020-01-01 | BESTALOY (파우더) | 155.5G | 72면 | - | WOORI DONG-MYUNG | Ag68%, Sn27.3%, 기타 4.7%(구리, 인동) | 우리동명
L7230131 | 2020-01-01 | BESTALOY (TABLET) | 155.5G | 72면 | - | WOORI DONG-MYUNG | Ag68%, Sn27.3%, 기타 4.7%(구리, 인동) | 우리동명
L7230330 | 2020-01-01 | 하이-베라로이 산 | 155.5G(5온스) | 72면 | - | HEESUNG ENGELHARD | 은45%+주석30% +동25% | 희성엥겔하드
L7230332 | 2020-01-01 | 하이-아리스타로이21 산 | 155.5G(5온스) | 72면 | - | HEESUNG ENGELHARD | 은45%+주석31%+동24% | 희성엥겔하드
L7230333 | 2020-01-01 | 하이-아리스타로이21 정 | 400정(5온스) | 72면 | - | HEESUNG ENGELHARD | 은45%+주석31%+동24% | 희성엥겔하드
L7230334 | 2020-01-01 | 하이-아리스타로이 산 | 155.5G(5온스) | 72면 | - | HEESUNG ENGELHARD | 은68.4%+주석26.7%+동4.3% +아연0.6% | 희성엥겔하드
L7230335 | 2020-01-01 | 하이-아리스타로이 정 | 400정(5온스) | 72면 | - | HEESUNG ENGELHARD | 은68.4%+주석26.7%+동4.3% +아연0.6% | 희성엥겔하드
L7230336 | 2020-01-01 | 엘지알로이 산 | 155.5G(5온스) | 72면 | - | HEESUNG ENGELHARD | 은70%+주석17%+동12%+아연1% | 희성엥겔하드
L7230337 | 2020-01-01 | 엘지알로이 정 | 400정(5온스) | 72면 | - | HEESUNG ENGELHARD | 은70%+주석17%+동12%+아연1% | 희성엥겔하드
L7231031 | 2012-08-01 | VIVALLOY HR TABLETS | 5 OZ | 72면 | - | AB ARDENT | Silver46.5% +Copper 30% +Tin23.5% | 신흥
L7231080 | 2015-10-01 | OPTALORYII SURE CAPS PELLETS | 5OZ(155.5G) 400개 | 72면 | - | DENTSPLY CAULK | SILVER,TIN,COPPER,ZINC | 덴츠플라이코리아
L7231110 | 2020-01-01 | CAVEX68 PELLETS | 5OZ(155.5G) | 72면 | - | CAVEX HOLLAND B.V | SILVER,TIN 은68.0%,주석26.5%,구리5.0%,아연 0.5% | 신원덴탈
L7231190 | 2020-01-01 | ANA 2000 DUETT 400 | 148G | 72면 | - | NORDISKA DENTAL AB | 은43%,주석25.4% ,구리29.6%, 수은2% | 아스트론상사
L7232032 | 2012-08-01 | VIVALLOY HR POWDER | 150 G | 72면 | - | AB ARDENT | Silver46.5%+ Copper30% +Tin23.5% | 신흥
L7232033 | 2012-08-01 | HI SILVER | 150 G | 72면 | - | AB ARDENT | 은68% +주석27%+동5% | 신흥
L7232080 | 2020-01-01 | STANDALLOY F | 50Gx3 | 72면 | - | DEGUDENT INDUSTRIA E COMERCIO LTDA | SILVER | 덴츠플라이코리아
L7232081 | 2020-01-01 | DISPERSALLOY POWDER | 150G | 72면 | - | DENTSPLY CAULK | SILVER,TIN, COPPER,ZINC | 덴츠플라이코리아
L7232110 | 2020-01-01 | CAVEX68 POWDER | 150G | 72면 | - | CAVEX HOLLAND B.V | SILVER,TIN, 은 68.0%,주석26.5%, 구리5.0%,아연 0.5% | 신원덴탈
L7232190 | 2020-01-01 | ANA 2000 POWDER | 30Gx5 | 72면 | - | NORDISKA DENTAL AB | SILVER,TIN | 아스트론상사
L7241001 | 2006-12-01 | Z.O.E | 50G+20ML | 50회 | - | 전업체 |  | 전업체
L7241002 | 2006-12-01 | 유지놀세멘 | 50G+20ML | 50회 | - | 전업체 |  | 전업체
L7241003 | 2006-12-01 | 칼슘하이드록사이드 |  | 50회 | - | 전업체 |  | 전업체
L7241004 | 2006-12-01 | CAVITON | 30G | 40회 | - | 전업체 |  | 전업체
L7241005 | 2006-12-01 | 다이칼 | 13G+11G | 50회 | - | 전업체 |  | 전업체
L7241006 | 2006-12-01 | 캐비텍 | 10G+13G | 50회 | - | 전업체 |  | 전업체
L7241007 | 2006-12-01 | 코파라이트 | 1온스 | 50회 | - | 전업체 |  | 전업체
L7241008 | 2006-12-01 | IRM | 38G+14ML | 70면 | - | 전업체 |  | 전업체
L7241009 | 2006-06-01 | MD-TEMP | 40G | 50회 | - | META BIOMED | ZINC OXIDE + ZINC SULFATE | 메타바이오메드
L7250023 | 2012-08-01 | VIVAGLASS CEM PL | 분말30G+ 액10ML(12.5G) | 54회 | - | VIVADENT ETS | SODIUM-STRONTIUM-ALUMINIUM-FLUOROSILICATE+POLYACRYLIC ACID | 신흥
L7250090 | 2012-02-01 | IONOMER | 분말 36G +액 20G | 71회 | - | TOKUYAMA CORPORATION | CALCIUM ALUMINA SILICATE GLASS ACYLIC ACID | 미동양행
L7261001 | 2006-12-01 | 써지칼팩(1/3악) |  | 60회 | - | 전업체 |  | 전업체
L7261002 | 2006-12-01 | 페리오돈탈팩(1/3악) |  | 60회 | - | 전업체 |  | 전업체
L7281001 | 2006-12-01 | 아말감(수은포함:국산) | 1온스 | 72면 | - | 전업체 |  | 전업체
L7281002 | 2006-12-01 | 아말감(수은포함:수입) | 1온스 | 72면 | - | 전업체 |  | 전업체
L7281003 | 2006-12-01 | 복합레진 | 7G+7G | 50면 | - | 전업체 |  | 전업체
L7281004 | 2006-12-01 | 인산세멘 | 32G+17.5G | 35.7회 | - | 전업체 |  | 전업체
L7281005 | 2006-12-01 | GLASS IONORMER(II) | 45G | 110회 | - | 전업체 |  | 전업체
L7281006 | 2006-12-01 | CERVICAL CEMENT | 10G+10G | 100회 | - | 전업체 |  | 전업체
L7301003 | 2006-06-01 | FRACTURE BANDING | 1METER | 1EA | - | AESCULAP AG | STAINLESS STEEL | 신흥
L7301999 | 2001-05-01 | ARCH BAR |  | 1ROLL | - | 전업체 |  | 전업체
L7400240 | 2010-05-01 | DEMINERALISIERTE HUMAN-KNOCHENMATRIX | 1CC | 1EA | - | DIZG DEUTSCHES INSTITUT FUR ZELL | HUMAN CORTICAL POWDER | 한솔메디칼
L7401210 | 2013-06-01 | BBP | 0.25CC | 1병 | - | OSCOTEC | BOVINE | 오스코텍
L7401211 | 2013-06-01 | BBP | 0.5CC | 1병 | - | OSCOTEC | BOVINE | 오스코텍
L7401212 | 2013-06-01 | BBP | 1.0CC | 1병 | - | OSCOTEC | BOVINE | 오스코텍
L7401213 | 2013-06-01 | BBC | 1.0CC | 1병 | - | OSCOTEC | BOVINE | 오스코텍
L7402291 | 2011-12-01 | CALMATRIX | 0.17G | 1EA | - | LIFECORE BIOMEDICAL IND | CS (CALCIUM SULFATE)+ σ-HEMIHYDRATE+CARBOXYMETHYCELLULOSE | 서전엠디에스
L7402292 | 2011-12-01 | CALMATRIX | 0.34G | 1EA | - | LIFECORE BIOMEDICAL IND | CS (CALCIUM SULFATE)+ σ-HEMIHYDRATE+CARBOXYMETHYCELLULOSE | 서전엠디에스
L7402610 | 2018-02-01 | COLLAOSS(SYRINGE) | 0.3G | 1EA | - | SK BIOLAND CO., LTD. | HYDROXYAPATITE90±5% + COLLAGEN 10±5%(돼지뼈+돼지유래콜라겐) | SK 바이오랜드㈜
L7402611 | 2018-02-01 | COLLAOSS(PUTTY) | 0.4G | 1EA | - | SK BIOLAND CO., LTD. | HYDROXYAPATITE90±5% + COLLAGEN 10±5%(돼지뼈+돼지유래콜라겐) | SK 바이오랜드㈜
L7402612 | 2018-02-01 | COLLAOSS(PUTTY) | 0.6G | 1EA | - | SK BIOLAND CO., LTD. | HYDROXYAPATITE90±5% + COLLAGEN 10±5%(돼지뼈+돼지유래콜라겐) | SK 바이오랜드㈜
L7402613 | 2018-02-01 | COLLAOSS(PUTTY) | 0.8G | 1EA | - | SK BIOLAND CO., LTD. | HYDROXYAPATITE90±5% + COLLAGEN 10±5%(돼지뼈+돼지유래콜라겐) | SK 바이오랜드㈜
L7402614 | 2018-02-01 | COLLAOSS(PUTTY) | 1.0G | 1EA | - | SK BIOLAND CO., LTD. | HYDROXYAPATITE90±5% + COLLAGEN 10±5%(돼지뼈+돼지유래콜라겐) | SK 바이오랜드㈜
L7402615 | 2018-02-01 | COLLAOSS(PUTTY) | 1.2G | 1EA | - | SK BIOLAND CO., LTD. | HYDROXYAPATITE90±5% + COLLAGEN 10±5%(돼지뼈+돼지유래콜라겐) | SK 바이오랜드㈜
L7402616 | 2018-02-01 | COLLAOSS(PUTTY) | 1.4G | 1EA | - | SK BIOLAND CO., LTD. | HYDROXYAPATITE90±5% + COLLAGEN 10±5%(돼지뼈+돼지유래콜라겐) | SK 바이오랜드㈜
L7402617 | 2018-02-01 | COLLAOSS(PUTTY) | 1.6G | 1EA | - | SK BIOLAND CO., LTD. | HYDROXYAPATITE90±5% + COLLAGEN 10±5%(돼지뼈+돼지유래콜라겐) | SK 바이오랜드㈜
L7403291 | 2010-05-01 | DEMINERALIZED CORTIAL POWDER | 0.25CC | 1EA | - | MUSCULOSKELETAL TRANSPLANT FOUNDATION | HUMAN BONE | 서전엠디에스
L7403292 | 2010-05-01 | DEMINERALIZED CORTIAL POWDER | 0.5CC | 1EA | - | MUSCULOSKELETAL TRANSPLANT FOUNDATION | HUMAN BONE | 서전엠디에스
L7403293 | 2010-05-01 | DEMINERALIZED CORTIAL POWDER | 1CC | 1EA | - | MUSCULOSKELETAL TRANSPLANT FOUNDATION | HUMAN BONE | 서전엠디에스
L7403294 | 2010-05-01 | MINERALIZED CORTIAL POWDER | 0.25CC | 1EA | - | MUSCULOSKELETAL TRANSPLANT FOUNDATION | HUMAN BONE | 서전엠디에스
L7403295 | 2010-05-01 | MINERALIZED CORTIAL POWDER | 0.5CC | 1EA | - | MUSCULOSKELETAL TRANSPLANT FOUNDATION | HUMAN BONE | 서전엠디에스
L7403296 | 2010-05-01 | MINERALIZED CORTIAL POWDER | 1CC | 1EA | - | MUSCULOSKELETAL TRANSPLANT FOUNDATION | HUMAN BONE | 서전엠디에스
L7403310 | 2010-05-01 | CORT. BONE DEM. | 0.5CC | 1EA | - | COMMUNITY BLOOD CENTER/COMMUNITY TISSUE SERVICES | HUMAN BONE | 두성인터내쇼날
L7403311 | 2010-05-01 | CORT. BONE DEM. | 1CC | 1EA | - | COMMUNITY BLOOD CENTER/COMMUNITY TISSUE SERVICES | HUMAN BONE | 두성인터내쇼날
L7413290 | 2011-12-01 | TEFGEN-FD | 25X30MM (TFS30) | 1EA | - | LIFECORE BIOMEDICAL, INC | PTFE | 서전엠디에스
L7413291 | 2011-12-01 | TEFGEN-FD | 25X60MM (TFR60) | 1EA | - | LIFECORE BIOMEDICAL, INC | PTFE | 서전엠디에스
L7413292 | 2011-12-01 | TEFGEN-PLUS | 25X30MM(TPS30) | 1EA | - | LIFECORE BIOMEDICAL, INC | PTFE | 서전엠디에스
L7413293 | 2011-12-01 | TEFGEN-PLUS | 25X60MM(TPR60) | 1EA | - | LIFECORE BIOMEDICAL, INC | PTFE | 서전엠디에스
L7413294 | 2011-12-01 | TEFGEN-PLUS | 25X30MM (TPH30) | 1EA | - | LIFECORE BIOMEDICAL, INC | PTFE | 서전엠디에스
L7413295 | 2011-12-01 | TEFGEN-PLUS | 18X10MM(TPP18) | 1EA | - | LIFECORE BIOMEDICAL, INC | PTFE | 서전엠디에스
L7413296 | 2011-12-01 | TEFGEN-PLUS | 25X18MM(TPW25) | 1EA | - | LIFECORE BIOMEDICAL, INC | PTFE | 서전엠디에스
L7414225 | 2018-03-01 | BIO-GIDE COMPRESSED | 13MM×25MM | 1EA | - | GEISTLICH PHARMA AG | PORCINE COLLAGEN | 가이스트리히코리아
L7414226 | 2018-03-01 | BIO-GIDE COMPRESSED | 20MM×30MM | 1EA | - | GEISTLICH PHARMA AG | PORCINE COLLAGEN | 가이스트리히코리아
L7418349 | 2016-06-01 | COLLAGEN MEMBRANE | 20MM×30MM | 1EA | - | GENOSS CO.LTD | BOVINE TENDON COLLAGEN | 제노스
L7418359 | 2016-06-01 | COLLAGEN MEMBRANE | 320㎟ | 1EA | - | GENOSS CO.LTD | BOVINE TENDON COLLAGEN | 제노스
L7418360 | 2016-06-01 | COLLAGEN MEMBRANE | 420㎟ | 1EA | - | GENOSS CO.LTD | BOVINE TENDON COLLAGEN | 제노스
L7419290 | 2016-05-01 | DYNAMATRIXTM EXTRACELLUAR MEMBRANE | 15X20MM | 1EA | - | COOK BIOTECH INCORPORATED | PORCINE COLLAGEN | 서전엠디에스
L7419291 | 2016-05-01 | DYNAMATRIXTM EXTRACELLUAR MEMBRANE | 20X30MM | 1EA | - | COOK BIOTECH INCORPORATED | PORCINE COLLAGEN | 서전엠디에스
L7419292 | 2016-05-01 | DYNAMATRIXTM EXTRACELLUAR MEMBRANE | 30X40MM | 1EA | - | COOK BIOTECH INCORPORATED | PORCINE COLLAGEN | 서전엠디에스
L7419293 | 2016-05-01 | DYNAMATRIXTM PLUS EXTRACELLUAR MEMBRANE | 10X20MM | 1EA | - | COOK BIOTECH INCORPORATED | PORCINE COLLAGEN | 서전엠디에스
L7419294 | 2016-05-01 | DYNAMATRIXTM PLUS EXTRACELLUAR MEMBRANE | 10X30MM | 1EA | - | COOK BIOTECH INCORPORATED | PORCINE COLLAGEN | 서전엠디에스
L7419295 | 2016-05-01 | DYNAMATRIXTM PLUS EXTRACELLUAR MEMBRANE | 20X40MM | 1EA | - | COOK BIOTECH INCORPORATED | PORCINE COLLAGEN | 서전엠디에스
L7420270 | 2013-01-01 | MULTI-SITE | 전규격 | 1KIT | - | ATRIX | PLA+NMP | 코오롱제약
L7421280 | 2011-11-01 | EMDOGAIN GEL | 0.3CC | 1EA | - | BIORA AB | ENAMEL MATRIX DERIVATIVE(PORCINE) +PROPYLENEGLYCOL ALGINATE | 한스바이오메드
L7421281 | 2011-11-01 | EMDOGAIN GEL | 0.7CC | 1EA | - | BIORA AB | ENAMEL MATRIX DERIVATIVE(PORCINE) +PROPYLENEGLYCOL ALGINATE | 한스바이오메드
L7422290 | 2011-12-01 | CAPSET | 1.0G | 1EA | - | LIFECORE BIOMEDICAL, INC | CALCIUM SULFATE | 서전엠디에스
L7422291 | 2011-12-01 | CALFORMA | 0.5G | 1EA | - | LIFECORE BIOMEDICAL IND | CS(CALCIUM SULFATE)+ σ-HEMIHYDRATE+ CS DIHYDRATE + HYHROXYPROPYL METHYCELLULOSE | 서전엠디에스
L7422292 | 2011-12-01 | CALFORMA | 1.0G | 1EA | - | LIFECORE BIOMEDICAL IND | CS(CALCIUM SULFATE)+ σ-HEMIHYDRATE+ CS DIHYDRATE + HYHROXYPROPYL METHYCELLULOSE | 서전엠디에스
L7501072 | 2016-12-01 | REACTIVE-RBM | 전규격 | 1EA | - | IMPLANT DIRECT LLC | TITANIUM | 광명데이콤
L7501073 | 2016-12-01 | REPLANT | 전규격 | 1EA | - | IMPLANT DIRECT LLC | TITANIUM | 광명데이콤
L7503015 | 2016-12-01 | REACTIVE-HA | 전규격 | 1EA | - | IMPLANT DIRECT LLC | TITANIUM | 광명데이콤
L7504018 | 2016-03-01 | 치과용임플란트고정체 | 전규격 | 1EA | - | KYOCERA MEDICAL CORPORATION | TI-6AL-4V(ELI) | 신원덴탈
L7550001 | 2014-10-01 | BESTOCTA ABUTMENT | 전규격 | 1EA | - | EBI IMPLANT | TITANIUM | EBI임플란트
L7550005 | 2014-10-01 | OCTA ABUTMENT | 전규격 | 1EA | - | EBI IMPLANT | TITANIUM | EBI임플란트
L7550013 | 2014-10-01 | ITI ABUTMENT OCTA | 전규격 | 1EA | - | COWELLMEDI | TITANIUM | 코웰메디
L7550018 | 2014-10-01 | S-CLEAN MU SOLID ABUTMENT | 전규격 | 1EA | - | DENTIS | TI-AL-V | 덴티스
L7550024 | 2014-10-01 | OCTA ABUTMENT [EZ] | 전규격 | 1EA | - | MEGAGEN | TITANIUM | 메가젠임플란트
L7550025 | 2014-10-01 | OCTA ABUTMENT [EX] | 전규격 | 1EA | - | MEGAGEN | TITANIUM | 메가젠임플란트
L7550026 | 2014-10-01 | OCTA ABUTMENT [EZ] [AR] | 전규격 | 1EA | - | MEGAGEN | TITANIUM | 메가젠임플란트
L7550027 | 2014-10-01 | OCTA ABUTMENT [AO] | 전규격 | 1EA | - | MEGAGEN | TITANIUM | 메가젠임플란트
L7552032 | 2014-10-01 | S-CLEAN MU COUPLE ABUTMENT | 전규격 | 1EA | - | DENTIS | TI-AL-V | 덴티스
L7552104 | 2014-10-01 | OCTA ABUTMENT | 전규격 | 1EA | - | YESIMPLANT | TITANIUM | 예스바이오테크
L7552191 | 2018-06-01 | SUBMERGED COUPLE ABUTMENT -DELUXE | 전규격 | 1EA | - | TANTANTECH | TI-6AL-5V ELI | 탄탄테크
L7552192 | 2018-06-01 | SUBMERGED FREESTYLE ABUTMENT -REGULAR | 전규격 | 1EA | - | TANTANTECH | TI-6AL-6V ELI | 탄탄테크
L7552209 | 2019-06-01 | TIGEN ABUTMENT | 전규격 | 1EA | - | MEGAGEN | 이엘아이급 타이타늄-6알루미늄-4바나듐 합금 | 메가젠임플란트
L7553016 | 2014-10-01 | E-CLEAN MU ABUTMENT(COUPLE,ANGLE) | 전규격 | 1EA | - | DENTIS | TITANIUM | 덴티스
L7553018 | 2014-10-01 | S-CLEAN MU ANGLED ABUTMENT | 전규격 | 1EA | - | DENTIS | TI-AL-V | 덴티스
L7553069 | 2018-08-01 | EXTERNAL ANGLED ABUTMENT | 전규격 | 1EA | - | BIOHORIZONS IMPLANT SYSTEMS, INC. | TANIUM ALLOY | 제일메디칼코퍼레이션
L7553070 | 2018-08-01 | INTERNAL ANGLED ABUTMENT | 전규격 | 1EA | - | BIOHORIZONS IMPLANT SYSTEMS, INC. | TANIUM ALLOY | 제일메디칼코퍼레이션
L7553071 | 2018-08-01 | INTERNAL CEMENT-RETAINED RESTORATIONS ABUTMENT | 전규격 | 1EA | - | BIOHORIZONS IMPLANT SYSTEMS, INC. | TANIUM ALLOY | 제일메디칼코퍼레이션
L7553072 | 2018-08-01 | INTERNAL ANGLED ESTHETIC ABUTMENT | 전규격 | 1EA | - | BIOHORIZONS IMPLANT SYSTEMS, INC. | TANIUM ALLOY | 제일메디칼코퍼레이션
L7600020 | 2012-08-01 | FRACTUREBANDING | 1METER | 1EA | - | ASCULAP AG | STAINLESS STEEL | 신흥
L7800020 | 2011-01-01 | COE PAK | 베이스90G+카타리스트90G | 60회 | - | GC AMERICA INC | ZINC OXIDE LAURIC ACID ROSIN | 신흥
L7800040 | 2011-01-01 | VOCO PAC | 베이스90G+카타리스트90G | 60회 | - | VOCO GMBH | ZINC OXIDE MAGNESIUM OXIDE NATURAL RESIN | 제이무역
L8001002 | 2011-02-01 | MULTILOAD |  | 1EA | - | YANGJI CHEMICAL CO. |  | 한국오가논
L9001004 | 2020-09-01 | OXIFIX U | 전규격 | 1EA | - | UNIMEDICS | 폴리프로필렌,점착제도포 부직포,PVC 등 | 유니메딕스
L9002502 | 2020-07-01 | RD SEDLINE EEG SENSOR | 전규격 | 1EA | - | MASIMO CORPORATION | POLYESTER등 | 마시모코리아 유한회사
L9002503 | 2020-08-01 | SEDLINE EEG SENSOR | 전규격 | 1EA | - | MASIMO CORPORATION | POLYESTER등 | 마시모코리아(유)
L9011001 | 2014-06-01 | 아산화질소 | 45L/15MIN |  | - |  |  | 전업체
L9031001 | 2014-04-01 | 에테르 | 25ML/15MIN |  | - | 전업체 |  | 전업체
M0003013 | 2016-10-01 | ONCONTROL BONE MARROW BIOPSY SYSTEM | 전규격 | 1EA | - | VIDACARE CORPORATION | STAINLESS STEEL | 텔레플렉스코리아 유한회사
M0005008 | 2017-05-01 | T-DOC UDS CATHETER | 2-WAY | 1EA | - | T-DOC COMPANY,LLC | POLYETHYLENE/ETHYL VINYL ACETATE | 썬텍메디칼
M0005011 | 2018-09-01 | MMS U-72603 | 2-WAY | 1EA | - | SAR-MED | PVC 등 | 메디칼써프라이
M0005016 | 2018-09-01 | CYSTOMETRY UPP UDS CATHETER | 2-WAY | 1EA | - | SAR-MED | PVC 등 | 메디칼써프라이
M0006008 | 2017-05-01 | T-DOC UDS CATHETER | 3-WAY | 1EA | - | T-DOC COMPANY,LLC | POLYETHYLENE/ETHYL VINYL ACETATE | 썬텍메디칼
M0006011 | 2018-09-01 | MMS U-73901 | 3-WAY | 1EA | - | SAR-MED | PVC 등 | 메디칼써프라이
M1001020 | 2019-10-01 | 수액세트(K&P-02) | 전규격 | 1EA | - | WYM CORPORATION | PVC(NON-DEHP)등 | 윔
M1001120 | 2019-10-01 | 수혈세트(K&P-01) | 전규격 | 1EA | - | WYM CORPORATION | PVC(NON-DEHP)등 | 윔
M1002004 | 2012-02-01 | TUTODROP2 | 전규격 | 1EA | - | PLASTI MEDICAL | - | 라파상사
M1002005 | 2015-12-01 | IV FLOW CONTROL SET (성인용) | 전규격 | 1EA | - | MEINNTECH | - | 메인텍
M1002006 | 2015-09-01 | CONTROL-A-FLO SET (FMC 5905) | - | 1EA | - | BAXTER | - | 박스터
M1002008 | 2015-12-01 | INFUCON INFUSION | 전규격 | 1EA | - | SUNG WON MEDICAL | - | 성원메디칼
M1002014 | 2013-04-01 | ANGELTOUCH INFUSION SET WITH PRECISION FLOW CONTROLLER | 전규격 | 1EA | - | ANGIPLAST PRIVATE LIMITED | PVC+DINP | 라파상사
M1002015 | 2018-09-01 | 수액연장튜브 | 전규격 | 1EA | - | CPL CO.,LTD | PVC+DEHP 등 | 씨피엘
M1002022 | 2015-12-01 | LOCK INFUSION SET | 전규격 | 1EA | - | LK MEDICAL | PVC+DEHP 등 | 엘케이메디칼
M1002031 | 2019-11-01 | DIAL-A-FLO | 전규격 | 1EA | - | HOSPIRA LTD. | PVC(NON-DEHP) | 한국젬스
M1002071 | 2016-04-01 | I.V. CONTROL SET | 전규격 | 1EA | - | FRESENIUS KABI AG | PVC 등 | 프레지니우스카비코리아
M1002081 | 2015-12-01 | MEDIREG | 전규격 | 1EA | - | EASTERN MEDIKIT LIMITED | PVC 등 | 원익
M1002092 | 2009-09-01 | INFU-PRO(FLOW REGULATOR) | 전규격 | 1EA | - | PRO-ACTIVE S.R.L | PVC-FREE | 메디라인액티브코리아
M1002099 | 2015-12-01 | MF IV SET | 전규격 | 1EA | - | MEDIFIRST CO, LTD | PVC등 | 메디퍼스트
M1002105 | 2015-12-01 | FLOW CONTROL SET (유·소아용) | 전규격 | 1EA | - | MEINNTECH | - | 메인텍
M1002151 | 2016-01-01 | FRA(SLIP TYPE) | 전규격 | 1EA | - | MEDI-RUTION | - | 메디루션
M1002205 | 2015-12-01 | EZ REGULAR | 전규격 | 1EA | - | MEINNTECH | PVC 등 | 메인텍
M1002305 | 2015-12-01 | EZ REGULAR(S) | 전규격 | 1EA | - | MEINNTECH | PVC 등 | 메인텍
M1002505 | 2015-12-01 | MEINN REGULAR (SLIP TYPE) | 전규격 | 1EA | - | MEINNTECH | PVC등 | 메인텍
M1002805 | 2009-09-01 | EZ REGULATOR | 전규격 | 1EA | - | MEINNTECH | PVC(NON-DOP)등 | 메인텍
M1003005 | 2015-12-01 | EZ REGULATOR | 전규격 | 1EA | - | MEINNTECH | PVC(NON-DOP)등 | 메인텍
M1003006 | 2018-09-01 | FLOW REGULATOR SET WITH INJECTION SITE | 전규격 | 1EA | - | BAXTER LIMITED | PVC(NON-DEHP)등 | 박스터
M1003019 | 2020-01-01 | DISPOSABLE INFUSION SETS | 전규격 | 1EA | - | ANHUI TIANKANG MEDICAL PRODUCTS CO., LTD. | PVC(NON-DEHP)등 | 메디포스
M1003092 | 2010-03-01 | INFU-PRO(FLOW REGULATOR) | 전규격 | 1EA | - | PRO-ACTIVE S.R.L | PVC-FREE | 메디라인액티브코리아
M1003123 | 2017-06-01 | IF-DFR3 | 전규격 | 1EA | - | COSMO MEICAL INC | PVC(NON-DEHP)등 | 두원메디텍
M1003223 | 2017-06-01 | IF-DFR3N | 전규격 | 1EA | - | COSMO MEICAL INC | PVC(NON-DEHP)등 | 두원메디텍
M1003323 | 2017-06-01 | IF-DFERY | 전규격 | 1EA | - | COSMO MEICAL INC | PVC(NON-DEHP)등 | 두원메디텍
M1003423 | 2017-06-01 | IF-DFR3LN | 전규격 | 1EA | - | COSMO MEICAL INC | PVC(NON-DEHP)등 | 두원메디텍
M1004004 | 2013-04-01 | ANGELTOUCH INFUSION SET WITH PRECISION FLOW CONTROLLER (IV FILTER포함) | 전규격 | 1EA | - | ANGIPLAST PRIVATE LIMITED | POLYPROPYLENE 등 | 라파상사
M1004013 | 2020-10-01 | 약물비흡착 NON-PVC 폴리올레핀 수액세트(FLOW REGULATOR) | 전규격 | 1EA | - | POLYSCIENTECH INC. | POLYOLEFIN 등 | 폴리사이언텍
M1004067 | 2020-09-01 | UNI LINE | 전규격 | 1EA | - | UNIMEDICS | PVC-FREE | 유니메딕스
M1004123 | 2017-06-01 | IF-NPR3 | 전규격 | 1EA | - | DOOWON MEDITEC | PVC-FREE | 두원메디텍
M1004223 | 2017-06-01 | IF-NPR3N | 전규격 | 1EA | - | DOOWON MEDITEC | PVC-FREE | 두원메디텍
M1004323 | 2017-06-01 | IF-NPERY | 전규격 | 1EA | - | DOOWON MEDITEC | PVC-FREE | 두원메디텍
M1005093 | 2012-08-01 | EZ-IO | 전규격 | 1EA | - | VIDACARE CORPORATION | STAINLESS STEEL, POLYCARBONATE 등 | 휴메드
M1006019 | 2020-01-01 | DIRECT INFUSION DEVICE | 전규격 | 1EA | - | ANHUI TIANKANG MEDICAL TECHNOLOGY CO., LTD. | 합성고무, PC 등 | 메디포스
M1006167 | 2020-09-01 | UNI EX. LINE | 전규격 | 1EA | - | UNIMEDICS | 폴리우레탄 등 | 유니메딕스
M1006267 | 2020-09-01 | UNI LINE | 전규격 | 1EA | - | UNIMEDICS | PTFE, LDPE, ABS, PP, RUBBER 등 | 유니메딕스
M1007013 | 2020-10-01 | 약물비흡착NON-PVC폴리올레핀필터 | 전규격 | 1EA | - | POLYSCIENTECH INC. | 폴리올레핀 | (주)폴리사이언텍
M1007019 | 2020-01-01 | DISPOSABLE INFUSION FILTER | 전규격 | 1EA | - | ANHUI TIANKANG MEDICAL PRODUCTS CO., LTD. | 폴리아마이드 등 | 메디포스
M1007067 | 2020-09-01 | UNI EX. LINE | 전규격 | 1EA | - | UNIMEDICS | 폴리우레탄 등 | 유니메딕스
M1007119 | 2020-01-01 | DIRECT INFUSION DEVICE(0.2㎛) | 전규격 | 1EA | - | ANHUI TIANKANG MEDICAL TECHNOLOGY CO., LTD. | PVC(NON-DEHP), 폴리아마이드 등 | 메디포스
M1007167 | 2020-09-01 | UNI LINE FILTER | 전규격 | 1EA | - | UNIMEDICS | 폴리에테르설폰 등 | 유니메딕스
M1008013 | 2020-10-01 | 약물비흡착NON-PVC폴리올레핀필터 | 전규격 | 1EA | - | POLYSCIENTECH INC. | 폴리올레핀 | (주)폴리사이언텍
M1008019 | 2020-01-01 | DISPOSABLE INFUSION FILTER | 전규격 | 1EA | - | ANHUI TIANKANG MEDICAL PRODUCTS CO., LTD. | 폴리아마이드 등 | 메디포스
M1008067 | 2020-09-01 | UNI EX. LINE | 전규격 | 1EA | - | UNIMEDICS | 폴리우레탄 등 | 유니메딕스
M1008119 | 2020-01-01 | DIRECT INFUSION DEVICE(1.2㎛) | 전규격 | 1EA | - | ANHUI TIANKANG MEDICAL TECHNOLOGY CO., LTD. | PVC(NON-DEHP), 폴리아마이드 등 | 메디포스
M1008167 | 2020-09-01 | UNI LINE FILTER | 전규격 | 1EA | - | UNIMEDICS | 폴리에테르설폰 등 | 유니메딕스
M1009013 | 2019-12-01 | 약물비흡착 NON-PVC 폴리올레핀 필터(ONE WAY VALVE 포함) | 전규격 | 1EA | - | POLYSCIENTECH INC. | 폴리올레핀 등 | (주)폴리사이언텍
M1009061 | 2019-12-01 | AUTOCLAMP SET | 전규격 | 1EA | - | ACE MEDICAL | 폴리에틸렌 등 | 에이스메디칼㈜ 옥천공장
M1010000 | 2019-12-01 | I-CARE REGULATOR FILTER SET-P (0.2FILTER+REGULATOR) | 전규격 | 1EA | - | EX-CARE | PVC(DEHP-FREE) 등 | (주)이엑스케어
M1010051 | 2019-12-01 | SAFEFUSION(0.2FILTER+REGULATOR) | 전규격 | 1EA | - | MEDI-RUTION | PVC(NON-DEHP) 등 | (주)메디루션
M1010092 | 2019-12-01 | NATURE SET F (R2+0.2F SET) | 전규격 | 1EA | - | MEDI LINE ACTIVE KOREA | PVC-TOTM, 폴리에틸렌 등 | (주)메디라인액티브코리아
M1010100 | 2019-12-01 | I-CARE REGULATOR FILTER SET-P (1.2FILTER+REGULATOR) | 전규격 | 1EA | - | EX-CARE | PVC(DEHP-FREE) 등 | (주)이엑스케어
M1010151 | 2019-12-01 | SAFEFUSION(1.2FILTER+REGULATOR) | 전규격 | 1EA | - | MEDI-RUTION | PVC(NON-DEHP) 등 | (주)메디루션
M1010192 | 2019-12-01 | NATURE SET F (R2+1.2F SET) | 전규격 | 1EA | - | MEDI LINE ACTIVE KOREA | PVC-TOTM, 폴리에틸렌 등 | (주)메디라인액티브코리아
M1010292 | 2019-12-01 | NATURE SET F1 (R2+0.2F SET) | 전규격 | 1EA | - | MEDI LINE ACTIVE KOREA | PVC-TOTM 등 | (주)메디라인액티브코리아
M1010392 | 2019-12-01 | NATURE SET F1 (R2+1.2F SET) | 전규격 | 1EA | - | MEDI LINE ACTIVE KOREA | PVC-TOTM 등 | (주)메디라인액티브코리아
M1011000 | 2019-12-01 | I-CARE REGULATOR FILTER SET (0.2FILTER+REGULATOR) | 전규격 | 1EA | - | EX-CARE | 폴리우레탄 등 | (주)이엑스케어
M1011020 | 2019-12-01 | INFU REGULATOR FILTER SET(0.2) | 전규격 | 1EA | - | SUNGWON MEDICAL CO.,LTD | POLYURETHANE 등 | 성원메디칼㈜
M1011051 | 2019-12-01 | SAFEFUSION(0.2FILTER+REGULATOR) | 전규격 | 1EA | - | MEDI-RUTION | POLYOLEFIN 등 | (주)메디루션
M1011092 | 2019-12-01 | NATURE SET F (R1+0.2F SET) | 전규격 | 1EA | - | MEDI LINE ACTIVE KOREA | 폴리우레탄 등 | (주)메디라인액티브코리아
M1011100 | 2019-12-01 | I-CARE REGULATOR FILTER SET (1.2FILTER+REGULATOR) | 전규격 | 1EA | - | EX-CARE | 폴리우레탄 등 | (주)이엑스케어
M1011120 | 2019-12-01 | INFU REGULATOR FILTER SET(1.2) | 전규격 | 1EA | - | SUNGWON MEDICAL CO.,LTD | POLYURETHANE 등 | 성원메디칼㈜
M1011151 | 2019-12-01 | SAFEFUSION(1.2FILTER+REGULATOR) | 전규격 | 1EA | - | MEDI-RUTION | POLYOLEFIN 등 | (주)메디루션
M1011192 | 2019-12-01 | NATURE SET F (R1+1.2F SET) | 전규격 | 1EA | - | MEDI LINE ACTIVE KOREA | 폴리우레탄 등 | (주)메디라인액티브코리아
M1011251 | 2019-12-01 | IV REGULATOR 0.2FILTER | 전규격 | 1EA | - | MEDI-RUTION | POLYURETHANE 등 | (주)메디루션
M1011292 | 2019-12-01 | NATURE SET F1 (R1+0.2F SET) | 전규격 | 1EA | - | MEDI LINE ACTIVE KOREA | 폴리우레탄 등 | (주)메디라인액티브코리아
M1011351 | 2019-12-01 | IV REGULATOR 1.2FILTER | 전규격 | 1EA | - | MEDI-RUTION | POLYURETHANE 등 | (주)메디루션
M1011392 | 2019-12-01 | NATURE SET F1 (R1+1.2F SET) | 전규격 | 1EA | - | MEDI LINE ACTIVE KOREA | 폴리우레탄 등 | (주)메디라인액티브코리아
M1012019 | 2020-01-01 | DIRECT INFUSION DEVICE | 전규격 | 1EA | - | ANHUI TIANKANG MEDICAL TECHNOLOGY CO.,LTD | 폴리카보네이트, 이소프렌 고무 등 | ㈜메디포스
M1012067 | 2020-09-01 | S-VALVE | 전규격 | 1EA | - | UNIMEDICS | 실리콘, ABS 등 | 유니메딕스
M1016067 | 2020-09-01 | UNI EX LINE | 전규격 | 1EA | - | UNIMEDICS | TPU, ABS등 | 유니메딕스
M1019046 | 2020-10-01 | 약물비흡착NON-PVC폴리올레핀필터 | 5㎛ | 1EA | - | POLYSCIENTECH INC. | 폴리올레핀 | (주)폴리사이언텍
M1019067 | 2020-09-01 | UNI EX. LINE | 5㎛ | 1EA | - | UNIMEDICS | TPU, LDPE, ABS, PP, Rubber 등 | (주)유니메딕스
M1019067 | 2020-09-01 | UNI EX. LINE | 5㎛ | 1EA | - | UNIMEDICS | TPU, LDPE, ABS, PP, Rubber 등 | (주)유니메딕스
M1019167 | 2020-09-01 | UNI LINE FILTER | 5㎛ | 1EA | - | UNIMEDICS | 폴리에테르설폰 등 | (주)유니메딕스
M1019167 | 2020-09-01 | UNI LINE FILTER | 5㎛ | 1EA | - | UNIMEDICS | 폴리에테르설폰 등 | (주)유니메딕스
M2020003 | 2006-06-01 | ADD STAT FIBER | 10-2079 | 1EA | - | LASERSCOPE, INC | - | 신한씨스텍
M2020013 | 2018-03-01 | GREENLIGHT PV ADDSTAT FIBER | 전규격 | 1EA | - | LASERSCOPE, INC | - | 썬텍메디칼
M2020032 | 2018-11-01 | CERALAS MEGABEAM SSF 980 DL W SIDE FIBER | 전규격 | 1EA | - | CERAMOPTEC GMBH | - | 에피젬
M2020033 | 2018-09-01 | REGIFIB-SU | 전규격 | 1EA | - | LISA LASER | - | 프로넥스㈜
M2050011 | 2015-07-01 | LAP TROC | 전규격 | 1EA | - | SEJONG MEDICAL CO. | - | 세종기업
M2050012 | 2018-05-01 | APPLIED PREMIUM TROCAR | 전규격 | 1EA | - | APPLIED MEDICAL RESOURCE | - | 아성양행
M2050014 | 2014-03-01 | SAFEPASS GENERAL | 전규격 | 1EA | - | BNR | - | 비앤알
M2050070 | 2016-03-01 | MINILAP | 전규격 | 1EA | - | STRYKER ENDOSCOPY | STAINLESS STEEL, POLYESTER 등 | 한국스트라이커
M2052012 | 2018-05-01 | SEPARATOR ACCESS SYSTEM | 전규격 | 1EA | - | APPLIED MEDICAL RESOURCE | - | 아성양행
M2052053 | 2019-03-01 | ANCHORPORT | 전규격 | 1EA | - | SURGIQUEST, INC. | SILLICONE RUBBER 등 | 동국제약
M2052112 | 2018-05-01 | OPTICAL SEPARATOR | 전규격 | 1EA | - | APPLIED MEDICAL RESOURCE | - | 아성양행
M2052212 | 2018-05-01 | GELPORT SEPARATOR BALLOON SYSTEM | 전규격 | 1EA | - | APPLIED MEDICAL RESOURCES | - | 아성양행
M2053012 | 2015-03-01 | GELPORT SEPARATOR BALLOON SYSTEM | 전규격 | 1EA | - | APPLIED MEDICAL RESOURCES | - | 아성양행
M2054012 | 2018-05-01 | THORACIC SEPARATOR | 전규격 | 1EA | - | APPLIED MEDICAL RESOURCES | POLYCARBONATE | 아성양행
M2054014 | 2014-03-01 | SAFEPASS CS | 전규격 | 1EA | - | BNR | - | 비앤알
M2055012 | 2018-05-01 | ALEXIS HALS | 전규격 | 1EA | - | APPLIED MEDICAL RESOURCES | POLYURETHANE | 아성양행
M2055112 | 2018-05-01 | APPLIED GELPORT(ACCESS PORT) | 전규격 | 1EA | - | APPLIED MEDICAL RESOURCES | SYNTHETIC ELASTOMER,POLYURETHANE 등 | 아성양행
M2055123 | 2014-07-01 | OCTO PORT(OT501H,OT301H) | 전규격 | 1EA | - | DALIMSURGNET | SILICONE | 다림써지넷
M2056008 | 2015-01-01 | SINGLE SITE LAPAROSCOPIC ACCESS SYSTEM | PORT 3구 | 1SET | - | ETHICON ENDO-SURGERY, LLC | POLYCARBONATE 등 | 한국존슨앤드존슨메디칼
M2056012 | 2018-05-01 | GELPOINT | PORT4구 | 1SET | - | APPLIED MEDICAL RESOURCES CORPORATION | POLYURETHANE,POLYCARBONATE?등 | 아성양행
M2060019 | 2016-05-01 | CELON PROSURGE | 전규격 | 1EA | - | CELON AG MEDICAL INSTRUMENTS | STAINLESS STEEL등 | 바이오넷
M2060028 | 2011-09-01 | PROTEUS RF ELECTRODE | 전규격 | 1EA | - | TAEWOONG MEDICAL | STAINLESS STEEL 등 | 태웅메디칼
M2061009 | 2019-02-01 | COOL-TIP RF ELECTRODE | 전규격 | 1EA | - | COVIDIEN LLC. | STAINLESS STEEL등 | 메드트로닉코리아
M2061018 | 2019-02-01 | WELL-POINT RF ELECTRODE | 전규격 | 1EA | - | STARMED | STAINLESS STEEL등 | 스타메드
M2061020 | 2019-02-01 | BIG TIP | 전규격 | 1EA | - | RF MEDICAL | STAINLESS STEEL등 | 알에프메디칼
M2061030 | 2019-02-01 | CTI ELECTRODE SERIES | 전규격 | 1EA | - | APROKOREA INC | STAINLESS STEEL 등 | 아프로코리아
M2061031 | 2019-02-01 | OCTOPUS RF ELECTRODE | 전규격 | 1EA | - | STARMED | STAINLESS STEEL등 | 스타메드
M2061109 | 2019-02-01 | COOL-TIP E SERIES | 전규격 | 1EA | - | VALLEYLAB.A DIVISION OF TYCO HEALTHCARE GROUP LP | STAINLESS STEEL등 | 메드트로닉코리아
M2061131 | 2019-02-01 | STAR BIPOLAR RF ELECTRODE | 전규격 | 1EA | - | STARMED | STAINLESS STEEL등 | 스타메드
M2061231 | 2019-02-01 | STAR RF ELECTRODE | 전규격 | 1EA | - | STARMED | STAINLESS STEEL등 | 스타메드
M2061331 | 2019-02-01 | VIVA RF ELECTRODE | 전규격 | 1EA | - | STARMED | STAINLESS STEEL등 | 스타메드
M2061431 | 2019-02-01 | STAR INJECTABLE RF ELECTRODE | 전규격 | 1EA | - | STARMED | STAINLESS STEEL 등 | 스타메드
M2090041 | 2020-09-01 | EM INSTRUMENT TRACKER SET | 전규격 | 1SET | - | SCOPIS GMBH | TITAN TI 6AL | 한국스트라이커
M2090241 | 2020-09-01 | NAVIGATION MARKER | 전규격 | 1SPHERE | - | SCOPIS GMBH | POLYETHYLENE 등 | 한국스트라이커
M2092190 | 2015-05-01 | FLEXPOINTER | 전규격 | 1회 | - | FIAGON GMBH | STAINLESS STEEL 등 | 이앰
M2103093 | 2019-10-01 | NATRELLE SILICONE-FILLED BREAST IMPLANTS | 전규격 | 1EA | - | ALLERGAN | TRYMETHYLSILOXY ENDBLOCKED POLY SILOXANE 100%등 | 한국엘러간
M2103193 | 2019-10-01 | NATRELLE INSPIRA TEXTURED | 전규격 | 1EA | - | ALLERGAN | DIMETHYL METHYLVINYL POLYSILOXANE(TRYMETHYL ENDBLOCKED) 100% 등 | 한국엘러간㈜
M2104093 | 2019-10-01 | NATRELLE 410 SILICONE-FILLED BREAST IMPLANT | 전규격 | 1EA | - | ALLERGAN | DIMETHYL METHYLVINYL POLYSILOXANE(TRYMETHYL ENDBLOCKED) 100% 등 | 한국엘러간
M2107093 | 2020-07-01 | NATRELLE 133 TISSUE EXPANDER | 전규격 | 1EA | - | ALLERGAN | SILICONE 등 | 한국엘러간
M2111107 | 2017-06-01 | SURGIALL | 전규격 | 1EA | - | LG LIFE SCIENCES | SODIUM HYALURONIC ACID, CARBOXYMETHYLCELLULOSE | 엘지생명과학
M2111207 | 2017-06-01 | SURGIALL | 전규격 | 1EA | - | LG LIFE SCIENCES | SODIUM HYALURONIC ACIDS, CARBOXYMETHYLCELLULOSE | 엘지생명과학
M2113115 | 2019-12-01 | RESECTOSCOPIC ELECTRODE(LOOP TYPE) | 전규격 | 1EA | - | STRYKER ENDOSCOPY | TUNGSTEN,STAINLESS STEEL 등 | 한국스트라이커
M2114115 | 2019-12-01 | RESECTOSCOPIC ELECTRODE(BALL TYPE) | 전규격 | 1EA | - | STRYKER ENDOSCOPY | TUNGSTEN,STAINLESS STEEL 등 | 한국스트라이커
M2115115 | 2019-12-01 | RESECTOSCOPIC ELECTRODE(NEEDLE TYPE) | 전규격 | 1EA | - | STRYKER ENDOSCOPY | TUNGSTEN,STAINLESS STEEL 등 | 한국스트라이커
M3010002 | 2018-04-01 | 이지듀MD 보습크림 | 85G, 100G | 1EA | - | CGBIO | 글리세린, 카프릭트리글리세라이드 등 | (주)시지바이오
M3010022 | 2018-04-01 | ECO AT GEL | 전규격 | 1EA | - | DAEUN MEDICAL | GLYCEROL, HONEY 등 | 다은메디칼
M3010030 | 2018-03-01 | MULTIDEX GEL | 7.08G | 1EA | - | DEROYAL INDUSTRIES,INC | MALTODEXTRIN 등 | 유헬스케어
M3010105 | 2017-12-01 | COMFEEL PLUS PRESSURE RELIEVING DRESSING | 직경7CM | 1EA | - | COLOPLAST | HYDROCOLLOID | 콜로플라스트코리아
M3010106 | 2017-12-01 | COMFEEL PLUS PRESSURE RELIEVING DRESSING | 직경10CM | 1EA | - | COLOPLAST | HYDROCOLLOID | 콜로플라스트코리아
M3010107 | 2017-12-01 | COMFEEL PLUS PRESSURE RELIEVING DRESSING | 직경15CM | 1EA | - | COLOPLAST | HYDROCOLLOID | 콜로플라스트코리아
M3010116 | 2017-12-01 | COMFEEL PASTE | 15GM | 1EA | - | COLOPLAST | HYDROCOLLOID | 콜로플라스트코리아
M3010117 | 2017-12-01 | COMFEEL PASTE | 50GM | 1EA | - | COLOPLAST | HYDROCOLLOID | 콜로플라스트코리아
M3010118 | 2017-12-01 | COMFEEL PASTE | 25GM | 1EA | - | COLOPLAST | HYDROCOLLOID | 콜로플라스트코리아
M3010119 | 2017-12-01 | COMFEEL POWDER | 6GM | 1EA | - | COLOPLAST | HYDROCOLLOID | 콜로플라스트코리아
M3010122 | 2018-04-01 | ECO AT GEL | 전규격 | 1EA | - | DAEUN MEDICAL | GLYCEROL, HONEY 등 | 다은메디칼
M3010130 | 2018-03-01 | MULTIDEX GEL | 14.17G | 1EA | - | DEROYAL INDUSTRIES,INC | MALTODEXTRIN 등 | 유헬스케어
M3010204 | 2009-01-01 | REPLICARE ULTRA | 10CMX10CM | 1EA | - | SMITH&NEPHEW | HYDROCOLLOID+폴리우레탄필름 | 스미스앤드네퓨
M3010205 | 2009-01-01 | REPLICARE ULTRA | 15CMX15CM | 1EA | - | SMITH&NEPHEW | HYDROCOLLOID+폴리우레탄필름 | 스미스앤드네퓨
M3010206 | 2009-01-01 | REPLICARE ULTRA | 20CMX20CM | 1EA | - | SMITH&NEPHEW | HYDROCOLLOID+폴리우레탄필름 | 스미스앤드네퓨
M3010207 | 2009-01-01 | REPLICARE ULTRA | 무정형 | 1EA | - | SMITH&NEPHEW | HYDROCOLLOID+폴리우레탄필름 | 스미스앤드네퓨
M3010222 | 2018-04-01 | ECO AT GEL | 전규격 | 1EA | - | DAEUN MEDICAL | GLYCEROL, HONEY 등 | 다은메디칼
M3010230 | 2018-03-01 | MULTIDEX GEL | 85.04G | 1EA | - | DEROYAL INDUSTRIES,INC | MALTODEXTRIN 등 | 유헬스케어
M3010330 | 2018-03-01 | MULTIDEX POWDER | 6G | 1EA | - | DEROYAL INDUSTRIES,INC | MALTODEXTRIN 등 | 유헬스케어
M3010430 | 2018-03-01 | MULTIDEX POWDER | 12G | 1EA | - | DEROYAL INDUSTRIES,INC | MALTODEXTRIN 등 | 유헬스케어
M3010530 | 2018-03-01 | MULTIDEX POWDER | 25G | 1EA | - | DEROYAL INDUSTRIES,INC | MALTODEXTRIN 등 | 유헬스케어
M3010730 | 2018-03-01 | MULTIDEX POWDER | 45G | 1EA | - | DEROYAL INDUSTRIES,INC | MALTODEXTRIN 등 | 유헬스케어
M3020102 | 2017-12-01 | COMFEEL SEASORB DRESSING | 10X10CM | 1EA | - | COLOPLAST | ALGINATE | 콜로플라스트코리아
M3020103 | 2017-12-01 | COMFEEL SEASORB FILLER | 2.5CMX44CM | 1EA | - | COLOPLAST | ALGINATE | 콜로플라스트코리아
M3020243 | 2017-09-01 | 이지폼 비점착형 | 3CM X 8CM (2겹), 5CM X7CM, 7CM X 5CM, 4CM X 9CM, 5CM X 10CM(OVAL) | 1EA | - | CGBIO | 폴리우레탄폼 | 시지바이오
M3020343 | 2017-09-01 | 이지폼 비점착형 | 3CM X 40CM, 5CM X 25CM, 10CM X 13CM, 12CM X 12CM, 10CM X15CM(OVAL) | 1EA | - | CGBIO | 폴리우레탄폼 | 시지바이오
M3020443 | 2017-09-01 | 이지폼 비점착형 | 15CM X 20CM, 17.5CM X 17.5CM, 20CM X 20CM(OVAL) | 1EA | - | CGBIO | 폴리우레탄폼 | 시지바이오
M3020643 | 2017-09-01 | 이지폼 비점착형 | 35CM X 50CM, 30CM X 60CM | 1EA | - | CGBIO | 폴리우레탄폼 | 시지바이오
M3030101 | 2017-12-01 | BIATAIN NON-ADHESIVE DRESSING | 10CMX10CM | 1EA | - | COLOPLAST | HYDROPHILIC POLYURETHANE FOAM | 콜로플라스트코리아
M3030102 | 2017-12-01 | BIATAIN NON-ADHESIVE DRESSING | 15CMX15CM | 1EA | - | COLOPLAST | HYDROPHILIC POLYURETHANE FOAM | 콜로플라스트코리아
M3030103 | 2017-12-01 | BIATAIN ADHESIVE DRESSING | 12CMX12CM (8X8CM) | 1EA | - | COLOPLAST | HYDROPHILIC POLYURETHANE FOAM | 콜로플라스트코리아
M3030104 | 2017-12-01 | BIATAIN ADHESIVE DRESSING | 18CMX18CM (13X13CM) | 1EA | - | COLOPLAST | HYDROPHILIC POLYURETHANE FOAM | 콜로플라스트코리아
M3030105 | 2017-12-01 | BIATAIN NON-ADHESIVE DRESSING | 20CMX20CM | 1EA | - | COLOPLAST A/S | HYDROPHILIC POLYURETHANE FOAM | 콜로플라스트코리아
M3030144 | 2017-09-01 | 이지폼 비점착형 | 6.5CM X 6.5CM, 7.5CM X 7.5CM | 1EA | - | CGBIO | 폴리우레탄폼 | 시지바이오
M3030150 | 2017-09-01 | 이지폼 비점착형 | 10CM X58CM, 20CM X 30CM, 15CM X 45CM | 1EA | - | CGBIO | 폴리우레탄폼 | 시지바이오
M3030151 | 2017-09-01 | 이지폼 비점착형 | 20CM X 45CM | 1EA | - | CGBIO | 폴리우레탄폼 | 시지바이오
M3030152 | 2017-09-01 | 이지폼 비점착형 | 35CM X 60CM | 1EA | - | CGBIO | 폴리우레탄폼 | 시지바이오
M3030205 | 2016-03-01 | ALLEVYN | 5CMX5CM | 1EA | - | SMITH&NEPHEW | HYDROCELLULAR POLYURETHANE | 스미스앤드네퓨
M3030206 | 2016-03-01 | ALLEVYN | 10CMX10CM | 1EA | - | SMITH&NEPHEW | HYDROCELLULAR POLYURETHANE | 스미스앤드네퓨
M3030207 | 2016-03-01 | ALLEVYN | 10CMX20CM | 1EA | - | SMITH&NEPHEW | HYDROCELLULAR POLYURETHANE | 스미스앤드네퓨
M3030208 | 2016-03-01 | ALLEVYN | 20CMX20CM | 1EA | - | SMITH&NEPHEW | HYDROCELLULAR POLYURETHANE | 스미스앤드네퓨
M3030209 | 2016-03-01 | ALLEVYN | 40CMX70CM (SHEETTYPE) | 1EA | - | SMITH&NEPHEW LTD. | HYDROCELLULAR POLYURETHANE | 스미스앤드네퓨
M3030210 | 2016-03-01 | ALLEVYN | 13.5CMX10.5CM,2겹(HEELDRESSING) | 1EA | - | SMITH&NEPHEW LTD. | HYDROCELLULAR POLYURETHANE | 스미스앤드네퓨
M3030211 | 2016-03-01 | ALLEVYN | 9CMX9CM (TRACHEOSTOMY DRESSING) | 1EA | - | SMITH&NEPHEW LTD. | HYDROCELLULAR POLYURETHANE | 스미스앤드네퓨
M3030212 | 2016-03-01 | ALLEVYN ADHESIVE | 7.5CMX7.5CM (5CMX5CM) | 1EA | - | SMITH&NEPHEW | HYDROCELLUAR POLYURETHANE | 스미스앤드네퓨
M3030213 | 2016-03-01 | ALLEVYN ADHESIVE | 12.5CMX12.5CM (10CMX10CM) | 1EA | - | SMITH&NEPHEW | HYDROCELLUAR POLYURETHANE | 스미스앤드네퓨
M3030214 | 2016-03-01 | ALLEVYN ADHESIVE | 17.5CMX17.5CM (15CMX15CM) | 1EA | - | SMITH&NEPHEW | HYDROCELLUAR POLYURETHANE | 스미스앤드네퓨
M3030215 | 2016-03-01 | ALLEVYN ADHESIVE | 12.5CMX22.5CM (10CMX20CM) | 1EA | - | SMITH&NEPHEW | HYDROCELLUAR POLYURETHANE | 스미스앤드네퓨
M3030216 | 2016-03-01 | ALLEVYN ADHESIVE | 22.5CMX22.5CM (20CMX20CM) | 1EA | - | SMITH&NEPHEW | HYDROCELLUAR POLYURETHANE | 스미스앤드네퓨
M3030220 | 2016-03-01 | ALLEVYN SACRUM | 17CMX17CM (13CMX13CM) | 1EA | - | SMITH&NEPHEW MEDICAL LTD | HYDROCELLULAR POLYURETHANE | 스미스앤드네퓨
M3030221 | 2016-03-01 | ALLEVYN SACRUM | 22CMX22CM (18CMX18CM) | 1EA | - | SMITH&NEPHEW MEDICAL LTD | HYDROCELLULAR POLYURETHANE | 스미스앤드네퓨
M3030307 | 2018-01-01 | MEPILEX LITE | 12.5CMX12.5CM | 1EA | - | MOLNLYCKE HEALTH CARE OY | 실리콘점착성 폴리우레탄기포제 | 씨앤씨메디칼
M3030308 | 2018-01-01 | MEPILEX LITE | 17.5CMX17.5CM | 1EA | - | MOLNLYCKE HEALTH CARE OY | 실리콘점착성 폴리우레탄기포제 | 씨앤씨메디칼
M3031923 | 2009-07-01 | 이노폼 친수성드레싱 | 30CM X 200CM | 1EA | - | WON BIOGEN | 친수성 폴리우레탄폼 | 원바이오젠
M3032035 | 2017-01-01 | 테라솝AD | 30CMX55CM | 1EA | - | WONBIOGEN | 친수성폴리우레탄폼, 폴리우레탄필름, 실리콘레진 | 원바이오젠
M3032604 | 2017-09-01 | CURAFOAM | 5CMX20CM | 1EA | - | CGBIO | POLYURETHANE FOAM + POLYURETHANE FILM | 시지바이오
M3032606 | 2017-09-01 | CURAFOAM | 15CMX15CM | 1EA | - | CGBIO | POLYURETHANE FOAM + POLYURETHANE FILM | 시지바이오
M3032615 | 2017-09-01 | 이지폼 비점착형 | 13CM X 10CM(2겹), 10CM X 15CM, 5CM X 40CM, 7CM X 35CM | 1EA | - | CGBIO | 폴리우레탄폼 | 시지바이오
M3034188 | 2020-06-01 | INNOMED SILICONE FOAM BORDER | 400㎠이상-450㎠미만 | 1EA | - | ZHEJIANG LONGTERM MEDICAL TECHNOLOGY CO., LTD. | POLYURETHANE FILM, POLYURETHANE FOAM, ACRYLATE COPOLYMER, CELLOSE, SILICONE ADHESIVE | 주식회사 친우메드
M3035188 | 2020-06-01 | INNOMED SILICONE FOAM BORDER | 250㎠이상-300㎠미만 | 1EA | - | ZHEJIANG LONGTERM MEDICAL TECHNOLOGY CO., LTD. | POLYURETHANE FILM, POLYURETHANE FOAM, ACRYLATE COPOLYMER, CELLOSE, SILICONE ADHESIVE | 주식회사 친우메드
M3038088 | 2020-06-01 | INNOMED SILICONE FOAM | 500㎠이상-700㎠미만 | 1EA | - | ZHEJIANG LONGTERM MEDICAL TECHNOLOGY CO., LTD. | POLYURETHANE FILM, POLYURETHANE FOAM, SILICONE ADHESIVE | 주식회사 친우메드
M3040801 | 2016-05-01 | ASKINA GEL | 15G | 1EA | - | B.BRAUN HOSPICARE | PURIFIED WATER+GLYCEROL 등 | 비브라운코리아
M3040901 | 2016-03-01 | NU-GEL HYDROGEL WITH ALGINATE | 15G | 1EA | - | JOHNSON&JOHNSON | HYDROCOLLOID+ALGINATE | 한국존슨앤드존슨메디칼
M3040902 | 2016-03-01 | NU-GEL HYDROGEL WITH ALGINATE | 25G | 1EA | - | JOHNSON&JOHNSON | HYDROCOLLOID+ALGINATE | 한국존슨앤드존슨메디칼
M3040903 | 2016-03-01 | NU-GEL WOUND DRESSING | 9.5CMX9.5CM | 1EA | - | GAMBREX HYDROGELS | POLYVINLPYR ROLIDONE외 | 한국존슨앤드존슨메디칼
M3040904 | 2016-03-01 | NU-GEL WOUND DRESSING | 15.2CMX20.3CM | 1EA | - | GAMBREX HYDROGELS | POLYVINLPYR ROLIDONE외 | 한국존슨앤드존슨메디칼
M3060028 | 2018-02-01 | ALGIDEX AG | 5.1CM X5.1CM | 1EA | - | DEROYAL INDUSTRIES, INC. | POLYETHER POLYURTHANE, ALGINATE, SILVER NITRATE 등 | 바이오더미스코리아
M3060128 | 2018-02-01 | ALGIDEX AG | 10.2CM X 10.2CM, 10.2CM X 12.7CM | 1EA | - | DEROYAL INDUSTRIES, INC. | POLYETHER POLYURTHANE, ALGINATE, SILVER NITRATE 등 | 바이오더미스코리아
M3060306 | 2010-02-01 | SEASORB AG | 5CMX5CM | 1EA | - | ADVANCED MEDICAL SOLUTION LIMITED | ALGINATE, CMC, SILVER COMPOUND | 콜로플라스트코리아
M3060307 | 2010-02-01 | SEASORB AG | 10CMX10CM | 1EA | - | ADVANCED MEDICAL SOLUTION LIMITED | ALGINATE, CMC, SILVER COMPOUND | 콜로플라스트코리아
M3060308 | 2010-02-01 | SEASORB AG | 15CMX15CM | 1EA | - | ADVANCED MEDICAL SOLUTION LIMITED | ALGINATE, CMC, SILVER COMPOUND | 콜로플라스트코리아
M3060309 | 2010-02-01 | BIATAIN AG ADHESIVE | 15CM×15CM(8CM×8CM) | 1EA | - | COLOPLAST | POLYURETHANE, SILVER, ADHESIVE등 | 콜로플라스트코리아
M3060310 | 2010-02-01 | BIATAIN AG NON ADHESIVE | 10CMX10CM | 1EA | - | COLOPLAST | POLYURETHANE, SILVER등 | 콜로플라스트코리아
M3060311 | 2010-02-01 | BIATAIN AG NON ADHESIVE | 15CMX15CM | 1EA | - | COLOPLAST | POLYURETHANE, SILVER등 | 콜로플라스트코리아
M3060328 | 2018-02-01 | ALGIDEX AG | 15.2CM X 15.2CM | 1EA | - | DEROYAL INDUSTRIES, INC. | POLYETHER POLYURTHANE, ALGINATE, SILVER NITRATE 등 | 바이오더미스코리아
M3060401 | 2010-06-01 | SILVASORB SILVER ANTIMICROBIAL DRESSING- A-080000 | 2"X2" | 1EA | - | ACRYMED,INC | 폴리에스테르 필름+SILVER CHLORIDE+SILVER NITRATE등 | 제일약품주식회사
M3060402 | 2010-06-01 | SILVASORB SILVER ANTIMICROBIAL DRESSING - A-080012 | 4.25"X4.25" | 1EA | - | ACRYMED,INC | 폴리에스테르 필름+SILVER CHLORIDE+SILVER NITRATE등 | 제일약품주식회사
M3060403 | 2010-06-01 | SILVASORB SILVER ANTIMICROBIAL DRESSING - A-080713 | 4.25"X4.25"(PERFORATED) | 1EA | - | ACRYMED,INC | 폴리에스테르 필름+SILVER CHLORIDE+SILVER NITRATE등 | 제일약품주식회사
M3060404 | 2010-06-01 | SILVASORB SILVER ANTIMICROBIAL DRESSING- A-080002 | 4"X8" | 1EA | - | ACRYMED,INC | 폴리에스테르 필름+SILVER CHLORIDE+SILVER NITRATE등 | 제일약품주식회사
M3060405 | 2010-06-01 | SILVASORB SILVER ANTIMICROBIAL DRESSING - A-080611 | 2.5"X4.8"(CAVITY STRANDED) | 1EA | - | ACRYMED,INC | 폴리에스테르 필름+SILVER CHLORIDE+SILVER NITRATE등 | 제일약품주식회사
M3060406 | 2010-06-01 | SILVASORB SILVER ANTIMICROBIAL WOUND GEL- A-090510 | 42.5±7.1G (1.5fl.oz tube) | 1EA | - | ACRYMED,INC | GLYCEROL+CARBOXYMETHYLCELLULOSE+SILVER CHLORIDE+SILVER NITRATE | 제일약품주식회사
M3060410 | 2019-08-01 | KOCARBON AG | 5CM X 5CM | 1EA | - | BIO-MEDICAL CARBON TECHNOLOGY CO, LTD | 활성탄소섬유, 질산은, 폴리에틸렌 등 | 리젠케어
M3060411 | 2019-08-01 | KOCARBON AG | 10CM X 10CM | 1EA | - | BIO-MEDICAL CARBON TECHNOLOGY CO, LTD | 활성탄소섬유, 질산은, 폴리에틸렌 등 | 리젠케어
M3060412 | 2019-08-01 | KOCARBON AG | 10CM X 20CM | 1EA | - | BIO-MEDICAL CARBON TECHNOLOGY CO, LTD | 활성탄소섬유, 질산은, 폴리에틸렌 등 | 리젠케어
M3060413 | 2019-08-01 | KOCARBON AG | 15CM X 15CM | 1EA | - | BIO-MEDICAL CARBON TECHNOLOGY CO, LTD | 활성탄소섬유, 질산은, 폴리에틸렌 등 | 리젠케어
M3060414 | 2019-08-01 | KOCARBON AG | 20CM X 20CM | 1EA | - | BIO-MEDICAL CARBON TECHNOLOGY CO, LTD | 활성탄소섬유, 질산은, 폴리에틸렌 등 | 리젠케어
M3060415 | 2019-08-01 | KOCARBON AG | 20CM X 30CM | 1EA | - | BIO-MEDICAL CARBON TECHNOLOGY CO, LTD | 활성탄소섬유, 질산은, 폴리에틸렌 등 | 리젠케어
M3060428 | 2018-02-01 | ALGIDEX AG | 20.3CM X 20.3CM | 1EA | - | DEROYAL INDUSTRIES, INC. | POLYETHER POLYURTHANE, ALGINATE, SILVER NITRATE 등 | 바이오더미스코리아
M3060528 | 2018-02-01 | ALGIDEX AG | 22.86CM X 50.8CM | 1EA | - | DEROYAL INDUSTRIES, INC. | POLYETHER POLYURTHANE, ALGINATE, SILVER NITRATE 등 | 바이오더미스코리아
M3990043 | 2017-09-01 | 이지폼 비점착형 | 20CM X 20CM(사각T) | 1EA | - | CGBIO | 폴리우레탄폼 | 시지바이오
M3990301 | 2018-04-01 | VERSIVA DRESSING | 9CMX9CM | 1EA | - | CONVATEC LIMITED | POLYURETHANE FOAM-FILM + HYDROFIBER+HYDROCOLLOID | 콘바텍코리아유한회사
M3990302 | 2018-04-01 | VERSIVA DRESSING | 14CMX14CM | 1EA | - | CONVATEC LIMITED | POLYURETHANE FOAM-FILM + HYDROFIBER+HYDROCOLLOID | 콘바텍코리아유한회사
M3990303 | 2018-04-01 | VERSIVA DRESSING | 19CMX19CM | 1EA | - | CONVATEC LIMITED | POLYURETHANE FOAM-FILM + HYDROFIBER+HYDROCOLLOID | 콘바텍코리아유한회사
M3990304 | 2018-04-01 | VERSIVA DRESSING | 19CMX24CM | 1EA | - | CONVATEC LIMITED | POLYURETHANE FOAM-FILM + HYDROFIBER+HYDROCOLLOID | 콘바텍코리아유한회사
M3990305 | 2018-04-01 | VERSIVA XC | 10CMX10CM | 1EA | - | CONVATEC LIMITED | POLYURETHANE FOAM-FILM + HYDROFIBER+HYDROCOLLOID | 콘바텍코리아유한회사
M3990306 | 2018-04-01 | VERSIVA XC | 14CMX14CM | 1EA | - | CONVATEC LIMITED | POLYURETHANE FOAM-FILM + HYDROFIBER+HYDROCOLLOID | 콘바텍코리아유한회사
M3990307 | 2018-04-01 | VERSIVA XC | 22CMX22CM | 1EA | - | CONVATEC LIMITED | POLYURETHANE FOAM-FILM + HYDROFIBER+HYDROCOLLOID | 콘바텍코리아유한회사
M3990308 | 2018-04-01 | VERSIVA XC | 20.5CMX18.5CM | 1EA | - | CONVATEC LIMITED | POLYURETHANE FOAM-FILM + HYDROFIBER+HYDROCOLLOID | 콘바텍코리아유한회사
M3990309 | 2018-04-01 | VERSIVA XC | 25CMX21CM | 1EA | - | CONVATEC LIMITED | POLYURETHANE FOAM-FILM + HYDROFIBER+HYDROCOLLOID | 콘바텍코리아유한회사
M3990310 | 2018-04-01 | VERSIVA XC | 19CMX19M | 1EA | - | CONVATEC LIMITED | POLYURETHANE FOAM-FILM + HYDROFIBER+HYDROCOLLOID | 콘바텍코리아유한회사
M3990311 | 2018-04-01 | VERSIVA XC | 7.5X7.5CM | 1EA | - | CONVATEC LIMITED | POLYURETHANE FOAM-FILM + HYDROFIBER+HYDROCOLLOID | 콘바텍코리아유한회사
M3990312 | 2018-04-01 | VERSIVA XC | 11X11CM | 1EA | - | CONVATEC LIMITED | POLYURETHANE FOAM-FILM + HYDROFIBER+HYDROCOLLOID | 콘바텍코리아유한회사
M3990313 | 2018-04-01 | VERSIVA XC | 15X15CM | 1EA | - | CONVATEC LIMITED | POLYURETHANE FOAM-FILM + HYDROFIBER+HYDROCOLLOID | 콘바텍코리아유한회사
M3990314 | 2018-04-01 | VERSIVA XC | 20X20CM | 1EA | - | CONVATEC LIMITED | POLYURETHANE FOAM-FILM + HYDROFIBER+HYDROCOLLOID | 콘바텍코리아유한회사
M3991301 | 2009-02-01 | 3M NO STING BARRIER FILM | SMALLFOAM(1CC) | 1EA | - | 3M | HMDS+ACRYLATE TERPOLYMER 등 | 한국쓰리엠
M3991302 | 2009-02-01 | 3M NO STING BARRIER FILM | FOAM(3CC) | 1EA | - | 3M | HMDS+ACRYLATE TERPOLYMER 등 | 한국쓰리엠
M3991303 | 2009-02-01 | 3M NO STING BARRIER FILM | WIPE(1CC) | 1EA | - | 3M | HMDS+ACRYLATE TERPOLYMER 등 | 한국쓰리엠
M3991304 | 2009-02-01 | 3M NO STING BARRIER FILM | PUMP SPRAY(28CC) | 1EA | - | 3M | HMDS+ACRYLATE TERPOLYMER 등 | 한국쓰리엠
TBA01005 | 2020-02-01 | CANCELLOUS (CHIP/COARSE/CRUSHED/CUBE) | 5CC | 1EA | - | COMMUNITY BLOD CENTER/COMMUNITY TISSUE SERVICES | CANCELLOUS BONE | 우양메디칼
TBA01012 | 2010-12-01 | CANCELLOUS BONE CHIP | 5CC | 1EA | - | 가톨릭대학교성모병원 | CANCELLOUS BONE | 가톨릭대학교성모병원
TBA01015 | 2016-08-01 | CANCELLOUS CHIP | 5CC | 1EA | - | 고려대학교의과대학부속병원 | CANCELLOUS BONE | 고려대학교의과대학부속병원
TBA01017 | 2017-05-01 | CANCELLOUS CHIP | 5CC | 1EA | - | 고려대학교의과대학부속안산병원 | CANCELLOUS BONE | 고려대학교의과대학부속안산병원
TBA01022 | 2018-03-01 | CANCELLOUS CHIP | 5CC | 1EA | - | 서울보훈병원 | CANCELLOUS BONE | 서울보훈병원
TBA01027 | 2020-02-01 | ALLOGRAFT CANCELLOUS BONE CHIP | 5CC | 1EA | - | 화순전남대학교병원 | CANCELLOUS BONE | 화순전남대학교병원
TBA01062 | 2020-10-01 | CANCELLOUS BONE CHIPS | 5cc | 1EA | - | 을지대학교병원 | CANCELLOUS BONE | 을지대학교병원
TBA01066 | 2018-07-01 | CANCELLOUS CHIP | 5cc | 1EA | - | ALLOSOURCE | CANCELLOUS BONE | 휴먼
TBA01102 | 2010-09-01 | CANCELLOUS CHIP | 5CC | 1EA | - | COMMUNITY BLOOD CENTER/COMMUNITY TISSUE SERVICES | CANCELLOUS BONE | 준영메디칼
TBA01166 | 2018-07-01 | CANCELLOUS COARSE | 5cc | 1EA | - | COMMUNITY BLOOD CENTER/COMMUNITY TISSUE SERVICES | CANCELLOUS BONE | 휴먼
TBA01202 | 2010-09-01 | CANCELLOUS COARSE | 5CC | 1EA | - | COMMUNITY BLOOD CENTER/COMMUNITY TISSUE SERVICES | CANCELLOUS BONE | 준영메디칼
TBA01266 | 2018-07-01 | CANCELLOUS CHIP | 5cc | 1EA | - | ALLOGRAFT INNOVATIONS, LLC | CANCELLOUS BONE | 휴먼
TBA01302 | 2010-09-01 | CANCELLOUS CRUSHED | 5CC | 1EA | - | COMMUNITY BLOOD CENTER/COMMUNITY TISSUE SERVICES | CANCELLOUS BONE | 준영메디칼
TBA01366 | 2018-07-01 | CANCELLOUS CUBE | 5cc | 1EA | - | COMMUNITY BLOOD CENTER/COMMUNITY TISSUE SERVICES | CANCELLOUS BONE | 휴먼
TBA01402 | 2010-09-01 | CANCELLOUS CRUSHED COARSE | 5CC | 1EA | - | COMMUNITY BLOOD CENTER/COMMUNITY TISSUE SERVICES | CANCELLOUS BONE | 준영메디칼
TBA01466 | 2018-07-01 | CANCELLOUS CHIP | 5CC | 1EA | - | DCI DONOR SERVICES | CANCELLOUS BONE | 휴먼
TBA01566 | 2018-07-01 | CANCELLOUS CUBE | 5CC | 1EA | - | DCI DONOR SERVICES | CANCELLOUS BONE | 휴먼
TBA02005 | 2020-02-01 | CANCELLOUS (CHIP/COARSE/CRUSHED/CUBE) | 10CC | 1EA | - | COMMUNITY BLOD CENTER/COMMUNITY TISSUE SERVICES | CANCELLOUS BONE | 우양메디칼
TBA02012 | 2010-12-01 | CANCELLOUS BONE CHIP | 10CC | 1EA | - | 가톨릭대학교성모병원 | CANCELLOUS BONE | 가톨릭대학교성모병원
TBA02027 | 2020-02-01 | ALLOGRAFT CANCELLOUS BONE CHIP | 10CC | 1EA | - | 화순전남대학교병원 | CANCELLOUS BONE | 화순전남대학교병원
TBA02050 | 2020-10-01 | CANCELLOUS BONE CHIP | 10cc | 1EA | - | 학교법인을지대학병원 | CANCELLOUS BONE | 학교법인을지대학병원
TBA02066 | 2018-07-01 | CANCELLOUS CHIP | 10cc | 1EA | - | ALLOSOURCE | CANCELLOUS BONE | 휴먼
TBA02102 | 2010-09-01 | CANCELLOUS CHIP | 10CC | 1EA | - | COMMUNITY BLOOD CENTER/COMMUNITY TISSUE SERVICES | CANCELLOUS BONE | 준영메디칼
TBA02166 | 2018-07-01 | CANCELLOUS COARSE | 10cc | 1EA | - | COMMUNITY BLOOD CENTER/COMMUNITY TISSUE SERVICES | CANCELLOUS BONE | 휴먼
TBA02202 | 2010-09-01 | CANCELLOUS COARSE | 10CC | 1EA | - | COMMUNITY BLOOD CENTER/COMMUNITY TISSUE SERVICES | CANCELLOUS BONE | 준영메디칼
TBA02266 | 2018-07-01 | CANCELLOUS CHIP | 10cc | 1EA | - | ALLOGRAFT INNOVATIONS, LLC | CANCELLOUS BONE | 휴먼
TBA02302 | 2010-09-01 | CANCELLOUS CRUSHED | 10CC | 1EA | - | COMMUNITY BLOOD CENTER/COMMUNITY TISSUE SERVICES | CANCELLOUS BONE | 준영메디칼
TBA02366 | 2018-07-01 | CANCELLOUS CUBE | 10cc | 1EA | - | COMMUNITY BLOOD CENTER/COMMUNITY TISSUE SERVICES | CANCELLOUS BONE | 휴먼
TBA02402 | 2010-09-01 | CANCELLOUS CRUSHED COARSE | 10CC | 1EA | - | COMMUNITY BLOOD CENTER/COMMUNITY TISSUE SERVICES | CANCELLOUS BONE | 준영메디칼
TBA02466 | 2018-07-01 | CANCELLOUS CHIP | 10CC | 1EA | - | DCI DONOR SERVICES | CANCELLOUS BONE | 휴먼
TBA02566 | 2018-07-01 | CANCELLOUS CUBE | 10CC | 1EA | - | DCI DONOR SERVICES | CANCELLOUS BONE | 휴먼
TBA03002 | 2010-09-01 | CANCELLOUS COARSE | 15CC | 1EA | - | COMMUNITY BLOOD CENTER/COMMUNITY TISSUE SERVICES | CANCELLOUS BONE | 준영메디칼
TBA03005 | 2020-02-01 | CANCELLOUS BONE CHIP | 15CC | 1EA | - | TUTOGEN MEDICAL GMBH | CANCELLOUS BONE | 우양메디칼
TBA03012 | 2010-12-01 | CANCELLOUS BONE CHIP | 15CC | 1EA | - | 가톨릭대학교성모병원 | CANCELLOUS BONE | 가톨릭대학교성모병원
TBA03015 | 2016-08-01 | CANCELLOUS CHIP | 15CC | 1EA | - | 고려대학교의과대학부속병원 | CANCELLOUS BONE | 고려대학교의과대학부속병원
TBA03017 | 2017-05-01 | CANCELLOUS CHIP | 15CC | 1EA | - | 고려대학교의과대학부속안산병원 | CANCELLOUS BONE | 고려대학교의과대학부속안산병원
TBA03022 | 2018-03-01 | CANCELLOUS CHIP | 15CC | 1EA | - | 서울보훈병원 | CANCELLOUS BONE | 서울보훈병원
TBA03026 | 2018-11-01 | ALLOGRAFT CANCELLOUS BONE CHIP | 15CC | 1EA | - | 전남대학교병원 | CANCELLOUS BONE | 전남대학교병원
TBA03027 | 2020-02-01 | ALLOGRAFT CANCELLOUS BONE CHIP | 15CC | 1EA | - | 화순전남대학교병원 | CANCELLOUS BONE | 화순전남대학교병원
TBA03062 | 2020-10-01 | CANCELLOUS BONE CHIPS | 15cc | 1EA | - | 을지대학교병원 | CANCELLOUS BONE | 을지대학교병원
TBA03066 | 2018-07-01 | CANCELLOUS CHIP | 15cc | 1EA | - | ALLOSOURCE | CANCELLOUS BONE | 휴먼
TBA03102 | 2010-09-01 | CANCELLOUS CHIP | 15CC | 1EA | - | COMMUNITY BLOOD CENTER/COMMUNITY TISSUE SERVICES | CANCELLOUS BONE | 준영메디칼
TBA03105 | 2020-02-01 | CANCELLOUS (CHIP/COARSE/CRUSHED/CUBE) | 15CC | 1EA | - | COMMUNITY BLOD CENTER/COMMUNITY TISSUE SERVICES | CANCELLOUS BONE | 우양메디칼
TBA03166 | 2018-07-01 | CANCELLOUS COARSE | 15cc | 1EA | - | COMMUNITY BLOOD CENTER/COMMUNITY TISSUE SERVICES | CANCELLOUS BONE | 휴먼
TBA03202 | 2010-09-01 | CANCELLOUS CRUSHED | 15CC | 1EA | - | COMMUNITY BLOOD CENTER/COMMUNITY TISSUE SERVICES | CANCELLOUS BONE | 준영메디칼
TBA03266 | 2018-07-01 | CANCELLOUS CHIP | 15cc | 1EA | - | ALLOGRAFT INNOVATIONS, LLC | CANCELLOUS BONE | 휴먼
TBA03302 | 2010-09-01 | CANCELLOUS CRUSHED COARSE | 15CC | 1EA | - | COMMUNITY BLOOD CENTER/COMMUNITY TISSUE SERVICES | CANCELLOUS BONE | 준영메디칼
TBA03366 | 2018-07-01 | CANCELLOUS CUBE | 15cc | 1EA | - | COMMUNITY BLOOD CENTER/COMMUNITY TISSUE SERVICES | CANCELLOUS BONE | 휴먼
TBA03466 | 2018-07-01 | CANCELLOUS CHIP | 15CC | 1EA | - | DCI DONOR SERVICES | CANCELLOUS BONE | 휴먼
TBA03566 | 2018-07-01 | CANCELLOUS CUBE | 15CC | 1EA | - | DCI DONOR SERVICES | CANCELLOUS BONE | 휴먼
TBA04002 | 2010-09-01 | CANCELLOUS COARSE | 30CC | 1EA | - | COMMUNITY BLOOD CENTER/COMMUNITY TISSUE SERVICES | CANCELLOUS BONE | 준영메디칼
TBA04005 | 2020-02-01 | CANCELLOUS BONE CHIP | 30CC | 1EA | - | TUTOGEN MEDICAL GMBH | CANCELLOUS BONE | 우양메디칼
TBA04015 | 2016-08-01 | CANCELLOUS CHIP | 30CC | 1EA | - | 고려대학교의과대학부속병원 | CANCELLOUS BONE | 고려대학교의과대학부속병원
TBA04017 | 2017-05-01 | CANCELLOUS CHIP | 30CC | 1EA | - | 고려대학교의과대학부속안산병원 | CANCELLOUS BONE | 고려대학교의과대학부속안산병원
TBA04018 | 2016-10-01 | CANCELLOUS BONE CHIP | 30CC | 1EA | - | 동아대학교병원 | CANCELLOUS BONE | 동아대학교병원
TBA04022 | 2018-03-01 | CANCELLOUS CHIP | 30CC | 1EA | - | 서울보훈병원 | CANCELLOUS BONE | 서울보훈병원
TBA04026 | 2018-11-01 | ALLOGRAFT CANCELLOUS BONE CHIP | 30CC | 1EA | - | 전남대학교병원 | CANCELLOUS BONE | 전남대학교병원
TBA04027 | 2020-02-01 | ALLOGRAFT CANCELLOUS BONE CHIP | 30CC | 1EA | - | 화순전남대학교병원 | CANCELLOUS BONE | 화순전남대학교병원
TBA04062 | 2020-10-01 | CANCELLOUS BONE CHIPS | 30cc | 1EA | - | 을지대학교병원 | CANCELLOUS BONE | 을지대학교병원
TBA04066 | 2018-07-01 | CANCELLOUS CHIP | 30cc | 1EA | - | ALLOSOURCE | CANCELLOUS BONE | 휴먼
TBA04102 | 2010-09-01 | CANCELLOUS CHIP | 30CC | 1EA | - | COMMUNITY BLOOD CENTER/COMMUNITY TISSUE SERVICES | CANCELLOUS BONE | 준영메디칼
TBA04105 | 2020-02-01 | CANCELLOUS (CHIP/COARSE/CRUSHED/CUBE) | 30CC | 1EA | - | COMMUNITY BLOD CENTER/COMMUNITY TISSUE SERVICES | CANCELLOUS BONE | 우양메디칼
TBA04166 | 2018-07-01 | CANCELLOUS COARSE | 30cc | 1EA | - | COMMUNITY BLOOD CENTER/COMMUNITY TISSUE SERVICES | CANCELLOUS BONE | 휴먼
TBA04202 | 2010-09-01 | CANCELLOUS CRUSHED | 30CC | 1EA | - | COMMUNITY BLOOD CENTER/COMMUNITY TISSUE SERVICES | CANCELLOUS BONE | 준영메디칼
TBA04266 | 2018-07-01 | CANCELLOUS CHIP | 30cc | 1EA | - | ALLOGRAFT INNOVATIONS, LLC | CANCELLOUS BONE | 휴먼
TBA04302 | 2010-09-01 | CANCELLOUS CRUSHED COARSE | 30CC | 1EA | - | COMMUNITY BLOOD CENTER/COMMUNITY TISSUE SERVICES | CANCELLOUS BONE | 준영메디칼
TBA04366 | 2018-07-01 | CANCELLOUS CUBE | 30cc | 1EA | - | COMMUNITY BLOOD CENTER/COMMUNITY TISSUE SERVICES | CANCELLOUS BONE | 휴먼
TBA04466 | 2018-07-01 | CANCELLOUS CHIP | 30CC | 1EA | - | DCI DONOR SERVICES | CANCELLOUS BONE | 휴먼
TBA04566 | 2018-07-01 | CANCELLOUS CUBE | 30CC | 1EA | - | DCI DONOR SERVICES | CANCELLOUS BONE | 휴먼
TBA05005 | 2020-02-01 | CANCELLOUS | 0.25CC | 1EA | - | COMMUNITY BLOOD CENTER/COMMUNITY TISSUE SERVICES | CANCELLOUS BONE | 우양메디칼
TBA06005 | 2020-02-01 | CANCELLOUS | 0.5CC | 1EA | - | COMMUNITY BLOOD CENTER/COMMUNITY TISSUE SERVICES | CANCELLOUS BONE | 우양메디칼
TBA06029 | 2017-07-01 | TUTOPLAST CANCELLOUS PARTICLES | 0.5CC | 1EA | - | TUTOGEN MEDICAL GMBH | CANCELLOUS BONE | 거인씨앤아이
TBA07005 | 2020-02-01 | CANCELLOUS | 1CC | 1EA | - | COMMUNITY BLOOD CENTER/COMMUNITY TISSUE SERVICES | CANCELLOUS BONE | 우양메디칼
TBA07029 | 2017-07-01 | TUTOPLAST CANCELLOUS PARTICLES | 1CC | 1EA | - | TUTOGEN MEDICAL GMBH | CANCELLOUS BONE | 거인씨앤아이
TBA08005 | 2020-02-01 | CANCELLOUS | 2CC | 1EA | - | COMMUNITY BLOOD CENTER/COMMUNITY TISSUE SERVICES | CANCELLOUS BONE | 우양메디칼
TBA08029 | 2017-07-01 | TUTOPLAST CANCELLOUS PARTICLES | 2CC | 1EA | - | TUTOGEN MEDICAL GMBH | CANCELLOUS BONE | 거인씨앤아이
TBA10026 | 2018-11-01 | ALLOGRAFT CANCELLOUS BONE CHIP | 7CC | 1EA | - | 전남대학교병원 | CANCELLOUS BONE | 전남대학교병원
TBA11027 | 2020-02-01 | ALLOGRAFT CANCELLOUS BONE CHIP | 20CC | 1EA | - | 화순전남대학교병원 | CANCELLOUS BONE | 화순전남대학교병원
TBA11030 | 2016-10-01 | BONE CHIP | 20CC | 1EA | - | 인제대학교일산백병원 | CANCELLOUS BONE | 인제대학교일산백병원
TBA12027 | 2020-02-01 | ALLOGRAFT CANCELLOUS BONE CHIP | 25CC | 1EA | - | 화순전남대학교병원 | CANCELLOUS BONE | 화순전남대학교병원
TBA13027 | 2020-02-01 | ALLOGRAFT CANCELLOUS BONE CHIP | 35CC | 1EA | - | 화순전남대학교병원 | CANCELLOUS BONE | 화순전남대학교병원
TBA14017 | 2017-05-01 | CANCELLOUS CHIP | 40CC | 1EA | - | 고려대학교의과대학부속안산병원 | CANCELLOUS BONE | 고려대학교의과대학부속안산병원
TBA14022 | 2018-03-01 | CANCELLOUS CHIP | 40CC | 1EA | - | 서울보훈병원 | CANCELLOUS BONE | 서울보훈병원
TBA14060 | 2018-07-01 | CANCELLOUS BONE CHIP | 40cc | 1EA | - | 인제대학교해운대백병원 | CANCELLOUS BONE | 인제대학교해운대백병원
TBA14062 | 2020-10-01 | CANCELLOUS BONE CHIPS | 40cc | 1EA | - | 을지대학교병원 | CANCELLOUS BONE | 을지대학교병원
TBA35066 | 2018-07-01 | CORTICAL CHIP | 0.25cc | 1EA | - | ALLOGRAFT INNOVATIONS, LLC | CORTICAL BONE | 휴먼
TBA36066 | 2018-07-01 | CORTICAL CHIP | 0.5cc | 1EA | - | ALLOGRAFT INNOVATIONS, LLC | CORTICAL BONE | 휴먼
TBA37066 | 2018-07-01 | CORTICAL CHIP | 1cc | 1EA | - | ALLOGRAFT INNOVATIONS, LLC | CORTICAL BONE | 휴먼
TBA38066 | 2018-07-01 | CORTICAL CHIP | 2cc | 1EA | - | ALLOGRAFT INNOVATIONS, LLC | CORTICAL BONE | 휴먼
TBA39066 | 2018-07-01 | CORTICAL CHIP | 5cc | 1EA | - | ALLOGRAFT INNOVATIONS, LLC | CORTICAL BONE | 휴먼
TBA56072 | 2020-07-01 | TKR SLICES | 20CC | 1EA | - | (의)영훈의료재단 대전선병원 | KNEE SLICE BONE | (의)영훈의료재단 대전선병원
TBA57033 | 2016-10-01 | KNEE | 1CC | 1EA | - | 명지병원 | KNEE SLICE BONE | 명지병원
TBA57034 | 2016-10-01 | ALLOBONE : KNEE | 1CC | 1EA | - | 포천중문의대분당차병원 | KNEE SLICE BONE | 포천중문의대분당차병원
TBA57035 | 2016-10-01 | KNEE SLICE BONE | 1CC | 1EA | - | 이화여자대학교의과대학부속목동병원 | KNEE SLICE BONE | 이화여자대학교의과대학부속목동병원
TBA57037 | 2019-05-01 | KNEE CUTTING BONE | 1CC | 1EA | - | 한양대학교병원 | KNEE SLICE BONE | 한양대학교병원
TBA57038 | 2019-03-01 | KNEE CUTTING BONE | 1CC | 1EA | - | 한양대학교의과대학부속구리병원 | KNEE SLICE BONE | 한양대학교의과대학부속구리병원
TBA57039 | 2017-06-01 | TKR BONE SLICE | 1CC | 1EA | - | 인제대학부속부산백병원 | KNEE SLICE BONE | 인제대학부속부산백병원
TBA57040 | 2016-10-01 | TKR BONE | 1CC | 1EA | - | 전라북도군산의료원 | KNEE SLICE BONE | 전라북도군산의료원
TBA57060 | 2018-07-01 | KNEE SLICE | 1CC | 1EA | - | 인제대학교해운대백병원 | KNEE SLICE BONE | 인제대학교해운대백병원
TBA71066 | 2018-07-01 | CORTICAL CANCELLOUS CHIP | 0.25cc | 1EA | - | ALLOGRAFT INNOVATIONS, LLC | CORTICAL & CANCELLOUS BONE | 휴먼
TBA72066 | 2018-07-01 | CORTICAL CANCELLOUS CHIP | 0.5cc | 1EA | - | ALLOGRAFT INNOVATIONS, LLC | CORTICAL & CANCELLOUS BONE | 휴먼
TBA73066 | 2018-07-01 | CORTICAL CANCELLOUS CHIP | 1cc | 1EA | - | ALLOGRAFT INNOVATIONS, LLC | CORTICAL & CANCELLOUS BONE | 휴먼
TBA81066 | 2018-07-01 | CORTICAL CANCELLOUS CHIP | 2cc | 1EA | - | ALLOGRAFT INNOVATIONS, LLC | CORTICAL & CANCELLOUS BONE | 휴먼
TBA82037 | 2019-05-01 | CORTICAL CANCELLOUS BONE | 5CC | 1EA | - | 한양대학교병원 | CORTICAL CANCELLOUS BONE | 한양대학교병원
TBA82066 | 2018-07-01 | CORTICAL CANCELLOUS CHIP | 5cc | 1EA | - | ALLOGRAFT INNOVATIONS, LLC | CORTICAL & CANCELLOUS BONE | 휴먼
TBB01005 | 2020-02-01 | CORTICAL BONE MINERALIZED | 0.25CC | 1EA | - | COMMUNITY BLOD CENTER/COMMUNITY TISSUE SERVICES | CORTICAL BONE | 우양메디칼
TBB01010 | 2014-04-01 | MINERALIZED CORTIAL POWDER | 0.25CC | 1EA | - | MUSCULOSKELETAL TRANSPLANT FOUNDATION | CORTICAL BONE | 서전엠디에스
TBB01066 | 2018-07-01 | CORTICAL BONE MINERALIZED | 0.25cc | 1EA | - | COMMUNITY BLOOD CENTER/COMMUNITY TISSUE SERVICES | CORTICAL BONE | 휴먼
TBB01166 | 2018-07-01 | CORTICOCANCELLOUS | 0.25cc | 1EA | - | COMMUNITY BLOOD CENTER/COMMUNITY TISSUE SERVICES | CORTICAL BONE | 휴먼
TBB01266 | 2018-07-01 | CORTICAL POWDER | 0.25CC | 1EA | - | DCI DONOR SERVICES | CORTICAL BONE | 휴먼
TBB02005 | 2020-02-01 | CORTICAL BONE MINERALIZED | 0.5CC | 1EA | - | COMMUNITY BLOD CENTER/COMMUNITY TISSUE SERVICES | CORTICAL BONE | 우양메디칼
TBB02010 | 2014-04-01 | MINERALIZED CORTIAL POWDER | 0.5CC | 1EA | - | MUSCULOSKELETAL TRANSPLANT FOUNDATION | CORTICAL BONE | 서전엠디에스
TBB02029 | 2017-07-01 | TUTODENT CORTICAL MICROCHIPS | 0.5CC | 1EA | - | TUTOGEN MEDICAL GMBH | CORTICAL BONE | 거인씨앤아이
TBB02066 | 2018-07-01 | CORTICAL BONE MINERALIZED | 0.5cc | 1EA | - | COMMUNITY BLOOD CENTER/COMMUNITY TISSUE SERVICES | CORTICAL BONE | 휴먼
TBB02166 | 2018-07-01 | CORTICOCANCELLOUS | 0.5cc | 1EA | - | COMMUNITY BLOOD CENTER/COMMUNITY TISSUE SERVICES | CORTICAL BONE | 휴먼
TBB02266 | 2018-07-01 | CORTICAL POWDER | 0.5CC | 1EA | - | DCI DONOR SERVICES | CORTICAL BONE | 휴먼
TBB03005 | 2020-02-01 | CORTICAL BONE MINERALIZED | 1CC | 1EA | - | COMMUNITY BLOD CENTER/COMMUNITY TISSUE SERVICES | CORTICAL BONE | 우양메디칼
TBB03010 | 2014-04-01 | MINERALIZED CORTIAL POWDER | 1CC | 1EA | - | MUSCULOSKELETAL TRANSPLANT FOUNDATION | CORTICAL BONE | 서전엠디에스
TBB03066 | 2018-07-01 | CORTICAL BONE MINERALIZED | 1cc | 1EA | - | COMMUNITY BLOOD CENTER/COMMUNITY TISSUE SERVICES | CORTICAL BONE | 휴먼
TBB03166 | 2018-07-01 | CORTICOCANCELLOUS | 1cc | 1EA | - | COMMUNITY BLOOD CENTER/COMMUNITY TISSUE SERVICES | CORTICAL BONE | 휴먼
TBB03266 | 2018-07-01 | CORTICAL POWDER | 1CC | 1EA | - | DCI DONOR SERVICES | CORTICAL BONE | 휴먼
TBB06066 | 2018-07-01 | CORTICAL POWDER | 2.5CC | 1EA | - | DCI DONOR SERVICES | CORTICAL BONE | 휴먼
TBB07066 | 2018-07-01 | CORTICAL POWDER | 5CC | 1EA | - | DCI DONOR SERVICES | CORTICAL BONE | 휴먼
TBB31005 | 2020-02-01 | CANCELLOUS | 0.25CC | 1EA | - | COMMUNITY BLOD CENTER/COMMUNITY TISSUE SERVICES | CANCELLOUS BONE | 우양메디칼
TBB31041 | 2016-10-01 | ALLOBT-M | 0.25CC | 1EA | - | 코리아티슈뱅크 | CANCELLOUS BONE | 코리아티슈뱅크
TBB31066 | 2018-07-01 | CANCELLOUS | 0.25cc | 1EA | - | COMMUNITY BLOOD CENTER/COMMUNITY TISSUE SERVICES | CANCELLOUS BONE | 휴먼
TBB31166 | 2018-07-01 | CANCELLOUS POWDER | 0.25CC | 1EA | - | DCI DONOR SERVICES | CANCELLOUS BONE | 휴먼
TBB32041 | 2016-10-01 | ALLOBT-M | 0.4CC | 1EA | - | 코리아티슈뱅크 | CANCELLOUS BONE | 코리아티슈뱅크
TBB33005 | 2020-02-01 | CANCELLOUS | 0.5CC | 1EA | - | COMMUNITY BLOD CENTER/COMMUNITY TISSUE SERVICES | CANCELLOUS BONE | 우양메디칼
TBB33041 | 2016-10-01 | ALLOBT-M | 0.5CC | 1EA | - | 코리아티슈뱅크 | CANCELLOUS BONE | 코리아티슈뱅크
TBB33066 | 2018-07-01 | CANCELLOUS | 0.5cc | 1EA | - | COMMUNITY BLOOD CENTER/COMMUNITY TISSUE SERVICES | CANCELLOUS BONE | 휴먼
TBB33166 | 2018-07-01 | CANCELLOUS POWDER | 0.5CC | 1EA | - | DCI DONOR SERVICES | CANCELLOUS BONE | 휴먼
TBB34005 | 2020-02-01 | CANCELLOUS | 1CC | 1EA | - | COMMUNITY BLOD CENTER/COMMUNITY TISSUE SERVICES | CANCELLOUS BONE | 우양메디칼
TBB34066 | 2018-07-01 | CANCELLOUS | 1cc | 1EA | - | COMMUNITY BLOOD CENTER/COMMUNITY TISSUE SERVICES | CANCELLOUS BONE | 휴먼
TBB34166 | 2018-07-01 | CANCELLOUS POWDER | 1CC | 1EA | - | DCI DONOR SERVICES | CANCELLOUS BONE | 휴먼
TBB35066 | 2018-07-01 | CANCELLOUS POWDER | 2.5CC | 1EA | - | DCI DONOR SERVICES | CANCELLOUS BONE | 휴먼
TBB36066 | 2018-07-01 | CANCELLOUS POWDER | 5CC | 1EA | - | DCI DONOR SERVICES | CANCELLOUS BONE | 휴먼
TBB52005 | 2020-02-01 | CORTICOCANCELLOUS | 0.5CC | 1EA | - | COMMUNITY BLOD CENTER/COMMUNITY TISSUE SERVICES | CORTICAL & CANCELLOUS BONE | 우양메디칼
TBB52066 | 2018-07-01 | CORTICOCANCELLOUS | 0.5CC | 1EA | - | DCI DONOR SERVICES | CORTICAL & CANCELLOUS BONE | 휴먼
TBB52166 | 2018-07-01 | CORTICAL CANCELLOUS POWDER | 0.5CC | 1EA | - | DCI DONOR SERVICES | CORTICAL & CANCELLOUS BONE | 휴먼
TBB53005 | 2020-02-01 | CORTICOCANCELLOUS | 0.25CC | 1EA | - | COMMUNITY BLOD CENTER/COMMUNITY TISSUE SERVICES | CORTICAL & CANCELLOUS BONE | 우양메디칼
TBB53066 | 2018-07-01 | CORTICOCANCELLOUS | 0.25CC | 1EA | - | DCI DONOR SERVICES | CORTICAL & CANCELLOUS BONE | 휴먼
TBB53166 | 2018-07-01 | CORTICAL CANCELLOUS POWDER | 0.25CC | 1EA | - | DCI DONOR SERVICES | CORTICAL & CANCELLOUS BONE | 휴먼
TBB54005 | 2020-02-01 | CORTICOCANCELLOUS | 1CC | 1EA | - | COMMUNITY BLOD CENTER/COMMUNITY TISSUE SERVICES | CORTICAL & CANCELLOUS BONE | 우양메디칼
TBB54066 | 2018-07-01 | CORTICOCANCELLOUS | 1CC | 1EA | - | DCI DONOR SERVICES | CORTICAL & CANCELLOUS BONE | 휴먼
TBB54166 | 2018-07-01 | CORTICAL CANCELLOUS POWDER | 1CC | 1EA | - | DCI DONOR SERVICES | CORTICAL & CANCELLOUS BONE | 휴먼
TBB57066 | 2018-07-01 | CORTICOCANCELLOUS | 2.5CC | 1EA | - | DCI DONOR SERVICES | CORTICAL & CANCELLOUS BONE | 휴먼
TBB57166 | 2018-07-01 | CORTICAL CANCELLOUS POWDER | 2.5CC | 1EA | - | DCI DONOR SERVICES | CORTICAL & CANCELLOUS BONE | 휴먼
TBB58066 | 2018-07-01 | CORTICOCANCELLOUS | 5CC | 1EA | - | DCI DONOR SERVICES | CORTICAL & CANCELLOUS BONE | 휴먼
TBB58166 | 2018-07-01 | CORTICAL CANCELLOUS POWDER | 5CC | 1EA | - | DCI DONOR SERVICES | CORTICAL & CANCELLOUS BONE | 휴먼
TBC01005 | 2020-02-01 | CORTICAL BONE DEMINERALIZED | 0.25CC | 1EA | - | COMMUNITY BLOD CENTER/COMMUNITY TISSUE SERVICES | CORTICAL BONE POWDER | 우양메디칼
TBC01010 | 2014-04-01 | DEMINERALIZED CORTIAL POWDER | 0.25CC | 1EA | - | MUSCULOSKELETAL TRANSPLANT FOUNDATION | CORTICAL BONE POWDER | 서전엠디에스
TBC01066 | 2018-07-01 | CORTICAL BONE DEMINERALIZED | 0.25cc | 1EA | - | COMMUNITY BLOOD CENTER/COMMUNITY TISSUE SERVICES | CORTICAL BONE | 휴먼
TBC02005 | 2020-02-01 | CORTICAL BONE DEMINERALIZED | 0.5CC | 1EA | - | COMMUNITY BLOD CENTER/COMMUNITY TISSUE SERVICES | CORTICAL BONE POWDER | 우양메디칼
TBC02010 | 2014-04-01 | DEMINERALIZED CORTIAL POWDER | 0.5CC | 1EA | - | MUSCULOSKELETAL TRANSPLANT FOUNDATION | CORTICAL BONE POWDER | 서전엠디에스
TBC02066 | 2018-07-01 | CORTICAL BONE DEMINERALIZED | 0.5cc | 1EA | - | COMMUNITY BLOOD CENTER/COMMUNITY TISSUE SERVICES | CORTICAL BONE | 휴먼
TBC03005 | 2020-02-01 | CORTICAL BONE DEMINERALIZED | 1CC | 1EA | - | COMMUNITY BLOD CENTER/COMMUNITY TISSUE SERVICES | CORTICAL BONE POWDER | 우양메디칼
TBC03010 | 2014-04-01 | DEMINERALIZED CORTIAL POWDER | 1CC | 1EA | - | MUSCULOSKELETAL TRANSPLANT FOUNDATION | CORTICAL BONE POWDER | 서전엠디에스
TBC03066 | 2018-07-01 | CORTICAL BONE DEMINERALIZED | 1cc | 1EA | - | COMMUNITY BLOOD CENTER/COMMUNITY TISSUE SERVICES | CORTICAL BONE | 휴먼
TBD02029 | 2017-07-01 | TUTOPLAST SPONGIOSA BLOCK-P | 1.5X1X0.9CM | 1EA | - | TUTOGEN MEDICAL GMBH | CANCELLOUS BLOCK | 거인씨앤아이
TBD03029 | 2017-07-01 | TUTOPLAST SPONGIOSA BLOCK-P | 1.5X1.5X0.9CM | 1EA | - | TUTOGEN MEDICAL GMBH | CANCELLOUS BLOCK | 거인씨앤아이
TBD21005 | 2020-02-01 | ILIAC CREST WEDGE | 1.2CM 이하 | 1EA | - | TUTOGEN MEDICAL GMBH | TRICORTICAL BONE BLOCK | 우양메디칼
TBD21066 | 2018-07-01 | TRI-CORTICAL BLOCK | 1.2cm이하 | 1EA | - | COMMUNITY BLOOD CENTER/COMMUNITY TISSUE SERVICES | TRICORTICAL BONE BLOCK | 휴먼
TBD21105 | 2020-02-01 | TRI-CORTICAL BLOCK | 1.2CM이하 | 1EA | - | COMMUNITY BLOOD CENTER/COMMUNITY TISSUE SERVICES | TRICORTICAL BONE BLOCK | 우양메디칼
TBD22005 | 2020-02-01 | ILIAC CREST WEDGE | 1.2CM 초과 2.5CM 이하 | 1EA | - | TUTOGEN MEDICAL GMBH | TRICORTICAL BONE BLOCK | 우양메디칼
TBD22066 | 2018-07-01 | TRI-CORTICAL BLOCK | 1.2cm초과 2.5cm 이하 | 1EA | - | COMMUNITY BLOOD CENTER/COMMUNITY TISSUE SERVICES | TRICORTICAL BONE BLOCK | 휴먼
TBD22105 | 2020-02-01 | TRI-CORTICAL BLOCK | 1.2CM 초과 2.5CM 이하 | 1EA | - | COMMUNITY BLOOD CENTER/COMMUNITY TISSUE SERVICES | TRICORTICAL BONE BLOCK | 우양메디칼
TBD23005 | 2020-02-01 | ILIAC CREST WEDGE | 2.5CM초과 5.0CM이하 | 1EA | - | TUTOGEN MEDICAL GMBH | TRICORTICAL BONE BLOCK | 우양메디칼
TBD23066 | 2018-07-01 | TRI-CORTICAL BLOCK | 2.5cm초과 5.0cm 이하 | 1EA | - | COMMUNITY BLOOD CENTER/COMMUNITY TISSUE SERVICES | TRICORTICAL BONE BLOCK | 휴먼
TBD23105 | 2020-02-01 | TRI-CORTICAL BLOCK | 2.5CM초과 5.0CM 이하 | 1EA | - | COMMUNITY BLOOD CENTER/COMMUNITY TISSUE SERVICES | TRICORTICAL BONE BLOCK | 우양메디칼
TBD24005 | 2020-02-01 | ILIAC CREST WEDGE | 5.0CM초과 | 1EA | - | TUTOGEN MEDICAL GMBH | TRICORTICAL BONE BLOCK | 우양메디칼
TBD24066 | 2018-07-01 | TRI-CORTICAL BLOCK | 5.0cm 초과 | 1EA | - | COMMUNITY BLOOD CENTER/COMMUNITY TISSUE SERVICES | TRICORTICAL BONE BLOCK | 휴먼
TBE01012 | 2010-12-01 | FEMUR WHOLE | WHOLE | 1EA | - | 가톨릭대학교성모병원 | FEMUR | 가톨릭대학교성모병원
TBE21005 | 2020-02-01 | TUTOPLAST FEMUR SHAFT | 3CM 이하 | 1EA | - | TUTOGEN MEDICAL GMBH | FEMUR | 우양메디칼
TBE23005 | 2020-02-01 | TUTOPLAST FEMUR SHAFT | 3CM 초과 10CM 이하 | 1EA | - | TUTOGEN MEDICAL GMBH | FEMUR | 우양메디칼
TBE23066 | 2018-07-01 | FEMUR SHAFT | 3CM 초과 10CM 이하 | 1EA | - | DCI DONOR SERVICES | FEMUR | 휴먼
TBE24005 | 2020-02-01 | FEMUR SHAFT | 10CM 초과 | 1EA | - | COMMUNITY BLOOD CENTER/COMMUNITY TISSUE SERVICES | FEMUR | 우양메디칼
TBE24066 | 2018-07-01 | FEMUR SHAFT | 10CM 초과 | 1EA | - | DCI DONOR SERVICES | FEMUR | 휴먼
TBE24105 | 2020-02-01 | TUTOPLAST FEMUR SHAFT | 10CM 초과 | 1EA | - | TUTOGEN MEDICAL GMBH | FEMUR | 우양메디칼
TBE33005 | 2020-02-01 | FEMUR SHAFT SPLIT | 10CM 초과,HEMI | 1EA | - | COMMUNITY BLOOD CENTER/COMMUNITY TISSUE SERVICES | FEMUR | 우양메디칼
TBE33066 | 2018-07-01 | FEMUR SHAFT HEMI | 10CM 초과, HEMI | 1EA | - | DCI DONOR SERVICES | FEMUR | 휴먼
TBE41066 | 2018-07-01 | FEMUR PROX. W/HEAD | W/ HEAD | 1EA | - | COMMUNITY BLOOD CENTER/COMMUNITY TISSUE SERVICES | FEMUR | 휴먼
TBE42012 | 2010-12-01 | PROXIMAL FEMUR | W/O HEAD | 1EA | - | 가톨릭대학교성모병원 | FEMUR | 가톨릭대학교성모병원
TBE42066 | 2018-07-01 | FEMUR PROX. W/O HEAD | W/O HEAD | 1EA | - | COMMUNITY BLOOD CENTER/COMMUNITY TISSUE SERVICES | FEMUR | 휴먼
TBE51012 | 2010-12-01 | DISTAL FEMUR | W/ CARTILAGE | 1EA | - | 가톨릭대학교성모병원 | FEMUR | 가톨릭대학교성모병원
TBE52066 | 2018-07-01 | FEMUR DISTAL | W/O CARTILAGE | 1EA | - | COMMUNITY BLOOD CENTER/COMMUNITY TISSUE SERVICES | FEMUR | 휴먼
TBF01012 | 2010-12-01 | TIBIA WHOLE | WHOLE | 1EA | - | 가톨릭대학교성모병원 | TIBIA | 가톨릭대학교성모병원
TBF23066 | 2018-07-01 | TIBIA SHAFT | 3CM 초과 10CM 이하 | 1EA | - | DCI DONOR SERVICES | TIBIA | 휴먼
TBF24005 | 2020-02-01 | TIBIA SHAFT | 10CM 초과 | 1EA | - | COMMUNITY BLOOD CENTER/COMMUNITY TISSUE SERVICES | TIBIA | 우양메디칼
TBF24066 | 2018-07-01 | TIBIA SHAFT | 10CM 초과 | 1EA | - | DCI DONOR SERVICES | TIBIA | 휴먼
TBF33005 | 2020-02-01 | TIBIA SHAFT SPLIT | 10CM 초과,HEMI | 1EA | - | COMMUNITY BLOOD CENTER/COMMUNITY TISSUE SERVICES | TIBIA | 우양메디칼
TBF33066 | 2018-07-01 | TIBIA SHAFT HEMI | 10CM 초과, HEMI | 1EA | - | DCI DONOR SERVICES | TIBIA | 휴먼
TBF41012 | 2010-12-01 | PROXIMAL TIBIA | W/ CARTILAGE | 1EA | - | 가톨릭대학교성모병원 | TIBIA | 가톨릭대학교성모병원
TBF51012 | 2010-12-01 | DISTAL TIBIA | W/ CARTILAGE | 1EA | - | 가톨릭대학교성모병원 | TIBIA | 가톨릭대학교성모병원
TBG01012 | 2010-12-01 | HUMERUS WHOLE | WHOLE | 1EA | - | 가톨릭대학교성모병원 | HUMERUS | 가톨릭대학교성모병원
TBG21066 | 2018-07-01 | HUMERUS SHAFT | 3CM 이하 | 1EA | - | DCI DONOR SERVICES | HUMERUS | 휴먼
TBG23066 | 2018-07-01 | HUMERUS SHAFT | 3CM초과 10CM이하 | 1EA | - | DCI DONOR SERVICES | HUMERUS | 휴먼
TBG24066 | 2018-07-01 | HUMERUS SHAFT | 10CM 초과 | 1EA | - | DCI DONOR SERVICES | HUMERUS | 휴먼
TBG41012 | 2010-12-01 | PROXIMAL HUMERUS | W/O ROTATOR CUFF | 1EA | - | 가톨릭대학교성모병원 | HUMERUS | 가톨릭대학교성모병원
TBG51012 | 2010-12-01 | DISTAL HUMERUS | 전규격 | 1EA | - | 가톨릭대학교성모병원 | HUMERUS | 가톨릭대학교성모병원
TBH01012 | 2010-12-01 | WHOLE FIBULA | WHOLE | 1EA | - | 가톨릭대학교성모병원 | FIBULA | 가톨릭대학교성모병원
TBH21005 | 2020-02-01 | TUTOPLAST FIBULA BONE | 3CM 이하 | 1EA | - | TUTOGEN MEDICAL GMBH | FIBULA | 우양메디칼
TBH21012 | 2010-12-01 | FIBULAR SEGMENT | 3CM 이하 | 1EA | - | 가톨릭대학교성모병원 | FIBULA | 가톨릭대학교성모병원
TBH21066 | 2018-07-01 | FIBULA SEGMENT | 3CM이하 | 1EA | - | COMMUNITY BLOOD CENTER/COMMUNITY TISSUE SERVICES | FIBULA | 휴먼
TBH21105 | 2020-02-01 | FIBULA RING | 3CM 이하 | 1EA | - | COMMUNITY BLOOD CENTER/COMMUNITY TISSUE SERVICES | FIBULA | 우양메디칼
TBH21166 | 2018-07-01 | FIBULA SHAFT SEGMENT | 3CM 이하 | 1EA | - | DCI DONOR SERVICES | FIBULA | 휴먼
TBH23005 | 2020-02-01 | TUTOPLAST FIBULA BONE | 3CM초과 10CM이하 | 1EA | - | TUTOGEN MEDICAL GMBH | FIBULA | 우양메디칼
TBH23012 | 2010-12-01 | FIBULAR SEGMENT | 3CM초과 10CM이하 | 1EA | - | 가톨릭대학교성모병원 | FIBULA | 가톨릭대학교성모병원
TBH23066 | 2018-07-01 | FIBULA SEGMENT | 3CM초과 10CM이하 | 1EA | - | COMMUNITY BLOOD CENTER/COMMUNITY TISSUE SERVICES | FIBULA | 휴먼
TBH23105 | 2020-02-01 | FIBULA SEGMENT | 3CM초과 10CM이하 | 1EA | - | COMMUNITY BLOOD CENTER/COMMUNITY TISSUE SERVICES | FIBULA | 우양메디칼
TBH23166 | 2018-07-01 | FIBULA SHAFT SEGMENT | 3CM초과 10CM이하 | 1EA | - | DCI DONOR SERVICES | FIBULA | 휴먼
TBH24005 | 2020-02-01 | FIBULA SEGMENT | 10CM 초과 | 1EA | - | COMMUNITY BLOOD CENTER/COMMUNITY TISSUE SERVICES | FIBULA | 우양메디칼
TBH24012 | 2010-12-01 | FIBULAR SEGMENT | 10CM 초과 | 1EA | - | 가톨릭대학교성모병원 | FIBULA | 가톨릭대학교성모병원
TBH24066 | 2018-07-01 | FIBULA SEGMENT | 10CM초과 | 1EA | - | COMMUNITY BLOOD CENTER/COMMUNITY TISSUE SERVICES | FIBULA | 휴먼
TBH24166 | 2018-07-01 | FIBULA SHAFT SEGMENT | 10CM 초과 | 1EA | - | DCI DONOR SERVICES | FIBULA | 휴먼
TBJ01012 | 2010-12-01 | WHOLE RADIUS | WHOLE | 1EA | - | 가톨릭대학교성모병원 | RADIUS | 가톨릭대학교성모병원
TBJ21005 | 2020-02-01 | RADIUS RING | 3CM 이하 | 1EA | - | COMMUNITY BLOOD CENTER/COMMUNITY TISSUE SERVICES | RADIUS | 우양메디칼
TBJ21066 | 2018-07-01 | RADIUS SHAFT | 3CM 이하 | 1EA | - | DCI DONOR SERVICES | RADIUS | 휴먼
TBJ23005 | 2020-02-01 | RADIUS SEGMENT | 3CM초과 10CM이하 | 1EA | - | COMMUNITY BLOOD CENTER/COMMUNITY TISSUE SERVICES | RADIUS | 우양메디칼
TBJ23066 | 2018-07-01 | RADIUS SHAFT | 3CM초과 10CM이하 | 1EA | - | DCI DONOR SERVICES | RADIUS | 휴먼
TBJ24005 | 2020-02-01 | RADIUS SEGMENT | 10CM 초과 | 1EA | - | COMMUNITY BLOOD CENTER/COMMUNITY TISSUE SERVICES | RADIUS | 우양메디칼
TBJ24012 | 2010-12-01 | PROXIMAL RADIUS | 10CM초과 | 1EA | - | 가톨릭대학교성모병원 | RADIUS | 가톨릭대학교성모병원
TBJ24066 | 2018-07-01 | RADIUS SHAFT | 10CM 초과 | 1EA | - | DCI DONOR SERVICES | RADIUS | 휴먼
TBJ24112 | 2010-12-01 | DISTAL RADIUS | 10CM초과 | 1EA | - | 가톨릭대학교성모병원 | RADIUS | 가톨릭대학교성모병원
TBK01012 | 2010-12-01 | WHOLE ULNA | WHOLE | 1EA | - | 가톨릭대학교성모병원 | ULNA | 가톨릭대학교성모병원
TBK21005 | 2020-02-01 | ULNA RING | 3CM 이하 | 1EA | - | COMMUNITY BLOOD CENTER/COMMUNITY TISSUE SERVICES | ULNA | 우양메디칼
TBK21066 | 2018-07-01 | ULNA SHAFT | 3CM 이하 | 1EA | - | DCI DONOR SERVICES | ULNA | 휴먼
TBK23005 | 2020-02-01 | ULNA SEGMENT | 3CM초과 10CM이하 | 1EA | - | COMMUNITY BLOOD CENTER/COMMUNITY TISSUE SERVICES | ULNA | 우양메디칼
TBK23066 | 2018-07-01 | ULNA SHAFT | 3CM초과 10CM이하 | 1EA | - | DCI DONOR SERVICES | ULNA | 휴먼
TBK24005 | 2020-02-01 | ULNA SEGMENT | 10CM 초과 | 1EA | - | COMMUNITY BLOOD CENTER/COMMUNITY TISSUE SERVICES | ULNA | 우양메디칼
TBK24012 | 2010-12-01 | PROXIMAL ULNA | 10CM초과 | 1EA | - | 가톨릭대학교성모병원 | ULNA | 가톨릭대학교성모병원
TBK24066 | 2018-07-01 | ULNA SHAFT | 10CM 초과 | 1EA | - | DCI DONOR SERVICES | ULNA | 휴먼
TBK24112 | 2010-12-01 | DISTAL ULNA | 10CM초과 | 1EA | - | 가톨릭대학교성모병원 | ULNA | 가톨릭대학교성모병원
TBQ01015 | 2016-08-01 | FEMORAL HEAD | WHOLE | 1EA | - | 고려대학교의과대학부속병원 | FEMORAL HEAD | 고려대학교의과대학부속병원
TBQ01016 | 2020-07-01 | FEMORAL HEAD | WHOLE | 1EA | - | 고려대의과대학부속구로병원 | FEMORAL HEAD | 고려대의과대학부속구로병원
TBQ01017 | 2017-05-01 | FEMORAL HEAD | WHOLE | 1EA | - | 고려대학교의과대학부속안산병원 | FEMORAL HEAD | 고려대학교의과대학부속안산병원
TBQ01022 | 2018-03-01 | FEMORAL HEAD | WHOLE | 1EA | - | 서울보훈병원 | FEMORAL HEAD | 서울보훈병원
TBQ01026 | 2018-11-01 | ALLOGRAFT FEMORAL HEAD | WHOLE | 1EA | - | 전남대학교병원 | FEMORAL HEAD | 전남대학교병원
TBQ01027 | 2020-02-01 | ALLOGRAFT FEMUR HEAD | WHOLE | 1EA | - | 화순전남대학교병원 | FEMORAL HEAD | 화순전남대학교병원
TBQ01030 | 2016-10-01 | FEMORAL HEAD | WHOLE | 1EA | - | 인제대학교일산백병원 | FEMORAL HEAD | 인제대학교일산백병원
TBQ01033 | 2016-10-01 | FEMORAL HEAD | WHOLE | 1EA | - | 명지병원 | FEMORAL HEAD | 명지병원
TBQ01034 | 2016-10-01 | FEMUR HEAD | WHOLE | 1EA | - | 포천중문의대분당차병원 | FEMORAL HEAD | 포천중문의대분당차병원
TBQ01035 | 2016-10-01 | FEMORAL HEAD BONE | WHOLE | 1EA | - | 이화여자대학교의과대학부속목동병원 | FEMORAL HEAD | 이화여자대학교의과대학부속목동병원
TBQ01037 | 2019-05-01 | FEMORAL HEAD | WHOLE | 1EA | - | 한양대학교병원 | FEMORAL HEAD | 한양대학교병원
TBQ01038 | 2019-03-01 | FEMORAL HEAD | WHOLE | 1EA | - | 한양대학교의과대학부속구리병원 | FEMORAL HEAD | 한양대학교의과대학부속구리병원
TBQ01039 | 2017-06-01 | FEMORAL HEAD | WHOLE | 1EA | - | 인제대학부속부산백병원 | FEMORAL HEAD | 인제대학부속부산백병원
TBQ01040 | 2016-10-01 | FEMORAL HEAD | WHOLE | 1EA | - | 전라북도군산의료원 | FEMORAL HEAD | 전라북도군산의료원
TBQ01044 | 2019-03-01 | FEMORAL HEAD | WHOLE | 1EA | - | 가톨릭대학교의정부성모병원 | FEMORAL HEAD | 가톨릭대학교의정부성모병원
TBQ01050 | 2020-10-01 | FEMORAL HEAD | WHOLE | 1EA | - | 학교법인을지대학병원 | FEMORAL HEAD | 학교법인을지대학병원
TBQ01054 | 2016-10-01 | FEMUR HEAD | WHOLE | 1EA | - | 서울특별시서울의료원 | FEMORAL HEAD | 서울특별시서울의료원
TBQ01057 | 2018-01-01 | FEMORAL HEAD | WHOLE | 1EA | - | 대구파티마병원 | FEMORAL HEAD | 대구파티마병원
TBQ01060 | 2018-07-01 | FEMUR HEAD | WHOLE | 1EA | - | 인제대학교해운대백병원 | FEMORAL HEAD | 인제대학교해운대백병원
TBQ01066 | 2018-07-01 | FEMORAL HEAD W/O CARTILAGE | WHOLE | 1EA | - | COMMUNITY BLOOD CENTER/COMMUNITY TISSUE SERVICES | FEMORAL HEAD | 휴먼
TBQ01072 | 2020-07-01 | FEMORAL HEAD | WHOLE | 1EA | - | (의)영훈의료재단 대전선병원 | FEMORAL HEAD | (의)영훈의료재단 대전선병원
TBQ01166 | 2018-07-01 | FEMORAL HEAD | WHOLE | 1EA | - | ALLOGRAFT INNOVATION, LLC. | FEMORAL HEAD | 휴먼
TBQ02005 | 2020-02-01 | TUTOPLAST FEMORAL HEAD 1/2 | HEMI | 1EA | - | TUTOGEN MEDICAL GMBH | FEMORAL HEAD | 우양메디칼
TBQ02015 | 2016-08-01 | 1/2 FEMORAL HEAD | HEMI | 1EA | - | 고려대학교의과대학부속병원 | FEMORAL HEAD | 고려대학교의과대학부속병원
TBQ02017 | 2017-05-01 | 1/2 FEMORAL HEAD | HEMI | 1EA | - | 고려대학교의과대학부속안산병원 | FEMORAL HEAD | 고려대학교의과대학부속안산병원
TBQ02037 | 2019-05-01 | 1/2 FEMORAL HEAD | HEMI | 1EA | - | 한양대학교병원 | FEMORAL HEAD | 한양대학교병원
TBQ02038 | 2019-03-01 | 1/2 FEMORAL HEAD | HEMI | 1EA | - | 한양대학교의과대학부속구리병원 | FEMORAL HEAD | 한양대학교의과대학부속구리병원
TBQ12005 | 2020-02-01 | PATELLA DOWEL | Φ12X16MM | 1EA | - | TUTOGEN MEDICAL GMBH | PATELLA BONE | 우양메디칼
TCM01005 | 2016-10-01 | FRESH FROZEN MENISCUS | 전규격 | 1EA | - | LIFELINK TISSUE BANK | MENISCUS W/BONE | 에이치에스메디칼
TCM01008 | 2018-07-01 | TIBIAL PLATEAU | 전규격 | 1EA | - | COMMUNITY BLOOD CENTER/COMMUNITY TISSUE SERVICES | MENISCUS W/BONE | 휴먼
TCM01108 | 2018-07-01 | MENISCUS | 전규격 | 1EA | - | UNIVERSITY OF MIAMI MILLER SCHOOL OF MEDICINE TISSUE BANK | MENISCUS W/BONE | 휴먼
TCM01208 | 2018-07-01 | MENISCUS | 전규격 | 1EA | - | ALLOGRAFT INNOVATIONS,LLC | MENISCUS W/BONE | 휴먼
TFF01001 | 2020-02-01 | TUTOPLAST FASCIA LATA | 25CM²미만 | 1EA | - | TUTOGEN MEDICAL GMBH | FASCIA LATA | 우양메디칼
TFF01101 | 2020-02-01 | FASCIA LATA | 25㎠미만 | 1EA | - | COMMUNITY BLOOD CENTER/COMMUNITY TISSUE SERVICES | FASCIA LATA | 우양메디칼
TFF02001 | 2020-02-01 | FASCIA LATA | 25㎠이상 100㎠ 미만 | 1EA | - | COMMUNITY BLOOD CENTER/COMMUNITY TISSUE SERVICES | FASCIA LATA | 우양메디칼
TFF03001 | 2020-02-01 | FASCIA LATA | 100㎠ 이상 | 1EA | - | COMMUNITY BLOOD CENTER/COMMUNITY TISSUE SERVICES | FASCIA LATA | 우양메디칼
TFF03004 | 2010-12-01 | FASCIA LATA | 100CM²이상 | 1EA | - | 가톨릭대학교성모병원 | FASCIA LATA | 가톨릭대학교성모병원
TFF12004 | 2010-12-01 | RECTUS SHEATH | 25CM²이상 100CM²미만 | 1EA | - | 가톨릭대학교성모병원 | RECTUS SHEATH | 가톨릭대학교성모병원
TFF21001 | 2020-02-01 | TUTOPLAST FASCIA TEMPORALIS | 25CM²미만 | 1EA | - | TUTOGEN MEDICAL GMBH | TEMPOLALIS FASCIA | 우양메디칼
TFF21004 | 2010-12-01 | TEMPORAL FASCIA | 25CM²미만 | 1EA | - | 가톨릭대학교성모병원 | TEMPOLALIS FASCIA | 가톨릭대학교성모병원
THA01005 | 2010-12-01 | AORTIC VALVE CONDUIT | WHOLE | 1EA | - | 가톨릭대학교성모병원 | HEART VALVE | 가톨릭대학교성모병원
THP01005 | 2010-12-01 | PULMONARY VALVE CONDUIT | WHOLE | 1EA | - | 가톨릭대학교성모병원 | HEART VALVE | 가톨릭대학교성모병원
THX01005 | 2010-12-01 | MITRAL VALVE | PARTIAL | 1EA | - | 가톨릭대학교성모병원 | HEART VALVE | 가톨릭대학교성모병원
THX02005 | 2010-12-01 | TRICUSPID VALVE | PARTIAL | 1EA | - | 가톨릭대학교성모병원 | HEART VALVE | 가톨릭대학교성모병원
THX03005 | 2010-12-01 | PULMONARY VALVE RING | PARTIAL | 1EA | - | 가톨릭대학교성모병원 | HEART VALVE | 가톨릭대학교성모병원
THX04005 | 2010-12-01 | AORTIC VALVE RING | PARTIAL | 1EA | - | 가톨릭대학교성모병원 | HEART VALVE | 가톨릭대학교성모병원
TSC01005 | 2011-04-01 | CRYOPRESERVED SKIN | 103CM2 | 1EA | - | COMMUNITY BLOOD CENTER/COMMUNITY TISSUE SERVICES | ALLOSKIN | 준영메디칼
TSC01008 | 2020-02-01 | CRYOPRESERVED SKIN(MESH/NON-MESHED) | 전규격 | CM2 | - | COMMUNITY BLOOD CENTER/COMMUNITY TISSUE SERVICES | ALLOSKIN | 우양메디칼
TSC01009 | 2018-07-01 | CRYOPRESERVED SKIN | 전규격 | CM2 | - | COMMUNITY BLOOD CENTER/COMMUNITY TISSUE SERVICES | ALLOSKIN | 휴먼
TSC01105 | 2011-04-01 | CRYOPRESERVED SKIN | 155CM2 | 1EA | - | COMMUNITY BLOOD CENTER/COMMUNITY TISSUE SERVICES | ALLOSKIN | 준영메디칼
TSC01109 | 2018-07-01 | SKIN | 전규격 | CM2 | - | ALLOSOURCE | ALLOSKIN | 휴먼
TSC01205 | 2011-04-01 | CRYOPRESERVED SKIN | 232CM2 | 1EA | - | COMMUNITY BLOOD CENTER/COMMUNITY TISSUE SERVICES | ALLOSKIN | 준영메디칼
TSC01209 | 2018-07-01 | SKIN | 전규격 | CM2 | - | DCI DONOR SERVICES | ALLOSKIN | 휴먼
TSC01305 | 2011-04-01 | CRYOPRESERVED SKIN | 465CM2 | 1EA | - | COMMUNITY BLOOD CENTER/COMMUNITY TISSUE SERVICES | ALLOSKIN | 준영메디칼
TTA01002 | 2016-10-01 | ACHILLES TENDON W/CALCANEUS | WHOLE | 1EA | - | REGENERATION TECHNOLOGIES, INC | ACHILLES TENDON W/BONE | 싸이언티슈
TTA01003 | 2020-02-01 | TUTOPLAST ACT | WHOLE | 1EA | - | TUTOGEN MEDICAL GMBH | ACHILLES TENDON W/BONE | 우양메디칼
TTA01012 | 2010-12-01 | ACHILLES TENDON | WHOLE | 1EA | - | 가톨릭대학교성모병원 | ACHILLES TENDON W/BONE | 가톨릭대학교성모병원
TTA01019 | 2016-10-01 | FRESH FROZEN ACHILLES TENDON | WHOLE | 1EA | - | LIFELINK TISSUE BANK | ACHILLES TENDON W/BONE | 에이치에스메디칼
TTA01023 | 2018-07-01 | ACHILLES TENDON WITH BONE BLOCK | WHOLE | 1EA | - | BACTERIN INTERNATIONAL, INC | ACHILLES TENDON W/BONE | 휴먼
TTA01103 | 2020-02-01 | ACHILLES TENDON W/BONE BLOCK | WHOLE | 1EA | - | COMMUNITY BLOOD CENTER/COMMUNITY TISSUE SERVICES | ACHILLES TENDON W/BONE | 우양메디칼
TTA01123 | 2018-07-01 | ACHILLES TENDON | WHOLE | 1EA | - | UNIVERSITY OF MIAMI MILLER SCHOOL OF MEDICINE TISSUE BANK | ACHILLES TENDON W/BONE | 휴먼
TTA01223 | 2018-07-01 | ACHILLES TENDON | WHOLE | 1EA | - | ALLOGRAFT INNOVATIONS, LTC | ACHILLES TENDON W/BONE | 휴먼
TTA01323 | 2018-07-01 | ACHILLES TENDON W/BONE BLOCK | WHOLE | 1EA | - | COMMUNITY BLOOD CENTER/COMMUNITY TISSUE SERVICES | ACHILLES TENDON W/BONE | 휴먼
TTA01423 | 2018-07-01 | ACHILLES TENDON WITH BONE BLOCK | WHOLE | 1EA | - | ALLOSOURCE | ACHILLES TENDON W/BONE | 휴먼
TTA01523 | 2018-07-01 | ACHILLES TENDON WITHOUT BONE BLOCK | WHOLE | 1EA | - | COMMUNITY BLOOD CENTER/COMMUNITY TISSUE SERVICES | ACHILLES TENDON W/O BONE | 휴먼
TTA01623 | 2018-07-01 | ACHILLES TENDON | WHOLE | 1EA | - | DCI DONOR SERVICES | ACHILLES TENDON W/BONE | 휴먼
TTA01723 | 2018-07-01 | ACHILLES TENDON PRE SHAPED | WHOLE | 1EA | - | DCI DONOR SERVICES | ACHILLES TENDON W/BONE | 휴먼
TTA02005 | 2014-05-01 | ACHILLES TENDON W/BONE HEMI | HEMI | 1EA | - | COMMUNITY TISSUE SERVICES | ACHILLES TENDON W/BONE | 셀루메드
TTG01003 | 2020-02-01 | GRACILIS TENDON | 전규격 | 1EA | - | COMMUNITY BLOOD CENTER/COMMUNITY TISSUE SERVICES | GRACILIS TENDON | 우양메디칼
TTG01019 | 2016-10-01 | FRESH FROZEN GRACILIS | 전규격 | 1EA | - | LIFELINK TISSUE BANK | GRACILIS TENDON | 에이치에스메디칼
TTG01023 | 2018-07-01 | GRACILIS | 전규격 | 1EA | - | ALLOSOURCE | GRACILIS TENDON | 휴먼
TTG01123 | 2018-07-01 | GRACILIS TENDON | 전규격 | 1EA | - | COMMUNITY BLOOD CENTER/COMMUNITY TISSUE SERVICES | GRACILIS TENDON | 휴먼
TTG01223 | 2018-07-01 | GRACILIS | 전규격 | 1EA | - | DCI DONOR SERVICES | GRACILIS TENDON | 휴먼
TTP01012 | 2010-12-01 | PATELLA TENDON | WHOLE | 1EA | - | 가톨릭대학교성모병원 | PATELLA TENDON W/BONE | 가톨릭대학교성모병원
TTP01023 | 2018-07-01 | PATELLAR TENDON | WHOLE | 1EA | - | UNIVERSITY OF MIAMI MILLER SCHOOL OF MEDICINE TISSUE BANK | PATELLAR TENDON | 휴먼
TTP01123 | 2018-07-01 | PATELLAR TENDON | WHOLE | 1EA | - | ALLOGRAFT INNOVATIONS, LTC | PATELLAR TENDON | 휴먼
TTP02003 | 2020-02-01 | TENDON BPB | HEMI | 1EA | - | TUTOGEN MEDICAL GMBH | PATELLA TENDON W/BONE | 우양메디칼
TTR01003 | 2020-02-01 | PERONEUS TENDON | 전규격 | 1EA | - | COMMUNITY BLOOD CENTER/COMMUNITY TISSUE SERVICES | PERONEUS TENDON | 우양메디칼
TTR01019 | 2016-10-01 | FRESH FROZEN PERONEUS LONGUS TENDON | 전규격 | 1EA | - | LIFELINK TISSUE BANK | PERONEUS TENDON | 에이치에스메디칼
TTR01023 | 2018-07-01 | PERONEUS TENDON | 전규격 | 1EA | - | BACTERIN INTERNATIONAL, INC | PERONEUS TENDON | 휴먼
TTR01123 | 2018-07-01 | PERONEUS LONGUS | 전규격 | 1EA | - | ALLOSOURCE | PERONEUS TENDON | 휴먼
TTR01223 | 2018-07-01 | PERONEUS TENDON | 전규격 | 1EA | - | UNIVERSITY OF MIAMI MILLER SCHOOL OF MEDICINE TISSUE BANK | PERONEUS TENDON | 휴먼
TTR01323 | 2018-07-01 | PERONEUS TENDON | 전규격 | 1EA | - | ALLOGRAFT INNOVATIONS, LTC | PERONEUS TENDON | 휴먼
TTR01423 | 2018-07-01 | PERONEUS(LONGUS,BREVIS) | 전규격 | 1EA | - | COMMUNITY BLOOD CENTER/COMMUNITY TISSUE SERVICES | PERONEUS TENDON | 휴먼
TTR01523 | 2018-07-01 | PERONEUS | 전규격 | 1EA | - | DCI DONOR SERVICES | PERONEUS TENDON | 휴먼
TTS01003 | 2020-02-01 | SEMITENDINOSUS TENDON | 전규격 | 1EA | - | COMMUNITY BLOOD CENTER/COMMUNITY TISSUE SERVICES | SEMITENDINOSUS TENDON | 우양메디칼
TTS01019 | 2016-10-01 | FRESH FROZEN SEMITENDINOSSUS | 전규격 | 1EA | - | LIFELINK TISSUE BANK | SEMITENDINOSUS TENDON | 에이치에스메디칼
TTS01023 | 2018-07-01 | SEMITENDINOSUS TENDON | 전규격 | 1EA | - | BACTERIN INTERNATIONAL, INC | SEMITENDINOSUS TENDON | 휴먼
TTS01123 | 2018-07-01 | SEMITENDINOSUS TENDON | 전규격 | 1EA | - | COMMUNITY BLOOD CENTER/COMMUNITY TISSUE SERVICES | SEMITENDINOSUS TENDON | 휴먼
TTS01223 | 2018-07-01 | SEMITENDINOSUS TENDON | 전규격 | 1EA | - | ALLOSOURCE | SEMITENDINOSUS TENDON | 휴먼
TTS01323 | 2018-07-01 | SEMITENDINOSUS TENDON | 전규격 | 1EA | - | UNIVERSITY OF MIAMI MILLER SCHOOL OF MEDICINE TISSUE BANK | SEMITENDINOSUS TENDON | 휴먼
TTS01423 | 2018-07-01 | SEMITENDINOSUS TENDON | 전규격 | 1EA | - | ALLOGRAFT INNOVATIONS, LTC | SEMITENDINOSUS TENDON | 휴먼
TTS01523 | 2018-07-01 | SEMITENDINOSUS | 전규격 | 1EA | - | DCI DONOR SERVICES | SEMITENDINOSUS TENDON | 휴먼
TTS02019 | 2016-10-01 | FRESH FROZEN SEMITENDINOSUS W/GRACILIS | 전규격 | 1EA | - | LIFELINK TISSUE BANK | SEMITENDINOSUS & GRACILIS TENDON | 에이치에스메디칼
TTT01003 | 2020-02-01 | TIBIALIS TENDON(ANTERIOR, POSTERIOR) | 전규격 | 1EA | - | COMMUNITY BLOOD CENTER/COMMUNITY TISSUE SERVICES | TIBIALIS TENDON | 우양메디칼
TTT01012 | 2010-12-01 | TIBIALIS TENDON | 전규격 | 1EA | - | 가톨릭대학교성모병원 | TIBIALIS TENDON | 가톨릭대학교성모병원
TTT01019 | 2016-10-01 | TIBIALIS TENDON | 전규격 | 1EA | - | LIFELINK TISSUE BANK | TIBIALIS TENDON | 에이치에스메디칼
TTT01023 | 2018-07-01 | TIBIALIS ANTERIOR/POSTERIOR | 전규격 | 1EA | - | BACTERIN INTERNATIONAL, INC | TIBIALIS TENDON | 휴먼
TTT01123 | 2018-07-01 | ANTERIOR TIBIALIS TENDON | 전규격 | 1EA | - | UNIVERSITY OF MIAMI MILLER SCHOOL OF MEDICINE TISSUE BANK | TIBIALIS TENDON | 휴먼
TTT01223 | 2018-07-01 | POSTERIOR TIBIALIS TENDON | 전규격 | 1EA | - | UNIVERSITY OF MIAMI MILLER SCHOOL OF MEDICINE TISSUE BANK | TIBIALIS TENDON | 휴먼
TTT01323 | 2018-07-01 | TIBIALIS ANTERIOR | 전규격 | 1EA | - | ALLOSOURCE | TIBIALIS TENDON | 휴먼
TTT01423 | 2018-07-01 | TIBIALIS ANTERIOR TENDON | 전규격 | 1EA | - | ALLOGRAFT INNOVATIONS, LTC | TIBIALIS TENDON | 휴먼
TTT01523 | 2018-07-01 | TIBIALIS POSTERIOR | 전규격 | 1EA | - | ALLOSOURCE | TIBIALIS TENDON | 휴먼
TTT01623 | 2018-07-01 | TIBIALIS POSTERIOR TENDON | 전규격 | 1EA | - | ALLOGRAFT INNOVATIONS, LTC | TIBIALIS TENDON | 휴먼
TTT01723 | 2018-07-01 | TIBIALIS TENDON, ANTERIOR | 전규격 | 1EA | - | COMMUNITY BLOOD CENTER/COMMUNITY TISSUE SERVICES | TIBIALIS TENDON | 휴먼
TTT01823 | 2018-07-01 | TIBIALIS TENDON, POSTERIOR | 전규격 | 1EA | - | COMMUNITY BLOOD CENTER/COMMUNITY TISSUE SERVICES | TIBIALIS TENDON | 휴먼
TTT01923 | 2018-07-01 | TIBIALIS TENDON ANTERIOR | 전규격 | 1EA | - | DCI DONOR SERVICES | TIBIALIS TENDON | 휴먼
TTT02023 | 2018-07-01 | TIBIALIS TENDON POSTERIOR | 전규격 | 1EA | - | DCI DONOR SERVICES | TIBIALIS TENDON | 휴먼
TTX01003 | 2020-02-01 | QUADRICEP TENDON W/BONE | WHOLE | 1EA | - | COMMUNITY BLOOD CENTER/COMMUNITY TISSUE SERVICES | QUADRICEP TENDON W/BONE | 우양메디칼
TTX01023 | 2018-07-01 | QUADRICEP TENDON | 전규격 | 1EA | - | COMMUNITY BLOOD CENTER/COMMUNITY TISSUE SERVICES | QUADRICEP TENDON W/BONE | 휴먼
TTX01123 | 2018-07-01 | QUADRICEPS TENDON | WHOLE | 1EA | - | UNIVERSITY OF MIAMI MILLER SCHOOL OF MEDICINE TISSUE BANK | QUADRICEP TENDON W/BONE | 휴먼
TTX04005 | 2016-10-01 | QUADRICEPS TENDON WITH PATELLA BONE AND PATELLAR TENDON | WHOLE | 1EA | - | 코라이본뱅크 | QUADRICEP TENDON & PATELLA BONE & PATELLAR TENDON | 코라이본뱅크
TVA01010 | 2018-06-01 | AORTA | 7CM이상 | 1EA | - | 울산대학교병원 조직은행 | VESSEL | 울산대학교병원 조직은행
TVA02010 | 2018-06-01 | AORTA | 7CM미만 | 1EA | - | 울산대학교병원 조직은행 | VESSEL | 울산대학교병원 조직은행
TVB01010 | 2018-06-01 | ILIAC VESSEL | 7CM이상 | 1EA | - | 울산대학교병원 조직은행 | VESSEL | 울산대학교병원 조직은행
TVB02010 | 2018-06-01 | ILIAC VESSEL | 7CM미만 | 1EA | - | 울산대학교병원 조직은행 | VESSEL | 울산대학교병원 조직은행
TVC01010 | 2018-06-01 | BASILIC VEIN | 7CM이상 | 1EA | - | 울산대학교병원 조직은행 | VESSEL | 울산대학교병원 조직은행
TVC02010 | 2018-06-01 | BASILIC VEIN | 7CM미만 | 1EA | - | 울산대학교병원 조직은행 | VESSEL | 울산대학교병원 조직은행
TVD01010 | 2018-06-01 | BRACHIAL VESSEL | 7CM이상 | 1EA | - | 울산대학교병원 조직은행 | VESSEL | 울산대학교병원 조직은행
TVD02010 | 2018-06-01 | BRACHIAL VESSEL | 7CM미만 | 1EA | - | 울산대학교병원 조직은행 | VESSEL | 울산대학교병원 조직은행
TVE01010 | 2018-06-01 | SPLENIC ARTERY | 7CM이상 | 1EA | - | 울산대학교병원 조직은행 | VESSEL | 울산대학교병원 조직은행
TVE02010 | 2018-06-01 | SPLENIC ARTERY | 7CM미만 | 1EA | - | 울산대학교병원 조직은행 | VESSEL | 울산대학교병원 조직은행
TVF01010 | 2018-06-01 | FEMORAL VESSEL | 7CM이상 | 1EA | - | 울산대학교병원 조직은행 | VESSEL | 울산대학교병원 조직은행
TVF02010 | 2018-06-01 | FEMORAL VESSEL | 7CM미만 | 1EA | - | 울산대학교병원 조직은행 | VESSEL | 울산대학교병원 조직은행
TVG01010 | 2018-06-01 | GONADAL VEIN | 7CM이상 | 1EA | - | 울산대학교병원 조직은행 | VESSEL | 울산대학교병원 조직은행
TVG02010 | 2018-06-01 | GONADAL VEIN | 7CM미만 | 1EA | - | 울산대학교병원 조직은행 | VESSEL | 울산대학교병원 조직은행
TVH01010 | 2018-06-01 | CAROTID ARTERY | 7CM이상 | 1EA | - | 울산대학교병원 조직은행 | VESSEL | 울산대학교병원 조직은행
TVH02010 | 2018-06-01 | CAROTID ARTERY | 7CM미만 | 1EA | - | 울산대학교병원 조직은행 | VESSEL | 울산대학교병원 조직은행
TVJ01010 | 2018-06-01 | JUGULAR VEIN | 7CM이상 | 1EA | - | 울산대학교병원 조직은행 | VESSEL | 울산대학교병원 조직은행
TVJ02010 | 2018-06-01 | JUGULAR VEIN | 7CM미만 | 1EA | - | 울산대학교병원 조직은행 | VESSEL | 울산대학교병원 조직은행
TVK01010 | 2018-06-01 | SAPHENOUS VEIN | 7CM이상 | 1EA | - | 울산대학교병원 조직은행 | VESSEL | 울산대학교병원 조직은행
TVK02010 | 2018-06-01 | SAPHENOUS VEIN | 7CM미만 | 1EA | - | 울산대학교병원 조직은행 | VESSEL | 울산대학교병원 조직은행
TVL01010 | 2018-06-01 | SUBCLAVIAN VESSEL | 7CM이상 | 1EA | - | 울산대학교병원 조직은행 | VESSEL | 울산대학교병원 조직은행
TVL02010 | 2018-06-01 | SUBCLAVIAN VESSEL | 7CM미만 | 1EA | - | 울산대학교병원 조직은행 | VESSEL | 울산대학교병원 조직은행
TVM01010 | 2018-06-01 | SUPRA-MESCENTRIC VEIN | 7CM이상 | 1EA | - | 울산대학교병원 조직은행 | VESSEL | 울산대학교병원 조직은행
TVM02010 | 2018-06-01 | SUPRA-MESCENTRIC VEIN | 7CM미만 | 1EA | - | 울산대학교병원 조직은행 | VESSEL | 울산대학교병원 조직은행
TVN01010 | 2018-06-01 | RADIAL ARTERY | 7CM이상 | 1EA | - | 울산대학교병원 조직은행 | VESSEL | 울산대학교병원 조직은행
TVN02010 | 2018-06-01 | RADIAL ARTERY | 7CM미만 | 1EA | - | 울산대학교병원 조직은행 | VESSEL | 울산대학교병원 조직은행
TVV01010 | 2018-06-01 | VENA CAVA | 7CM이상 | 1EA | - | 울산대학교병원 조직은행 | VESSEL | 울산대학교병원 조직은행
TVV02010 | 2018-06-01 | VENA CAVA | 7CM미만 | 1EA | - | 울산대학교병원 조직은행 | VESSEL | 울산대학교병원 조직은행